## BraTS-MEN-RT Clinical Data
BraTS ID | Tumor Grade | Age at MRI (years) | Sex | T1c x-resolution (mm) | T1c y-resolution (mm) | T1c Slice Thickness (mm) | Scanner Manufacturer | Scanner Model | Magnetic Field Strength (T) | Series Description | Scanning Sequence | Sequence Variant | Repitition Time (TR, ms) | Echo Time (TE, ms) | Inversion Time (TI, ms) | Flip Angle (degrees) | Acquisition Matrix (rows columns) | Reconstruction Matrix (rows) | Reconstruction Matrix (columns) | Pixel Bandwidth (Hz) | Receive Coil Name
BraTS-MEN-RT-0002-1 | 2 | 65 | F | 1.0156 | 1.0156 | 1.5 | n/a | n/a | n/a | n/a | n/a | n/a | n/a | n/a | n/a | n/a | n/a | n/a | n/a | n/a | n/a
BraTS-MEN-RT-0003-1 | n/a | 60 | F | 0.8125 | 0.8125 | 1 | Philips Medical Systems | Ingenia | 3 | AX T1 1x1x1 FFE 3d GAD | GR | MP | n/a | n/a | n/a | n/a | 320x320 | 320 | 320 | n/a | n/a
BraTS-MEN-RT-0004-1 | n/a | 24 | F | 0.50781 | 0.50781 | 1.1 | Philips Medical Systems | Ingenia | 3 | AX T1 FFE GAD | GR | MP | n/a | n/a | n/a | n/a | 512x512 | 512 | 512 | n/a | n/a
BraTS-MEN-RT-0005-1 | n/a | 59 | F | 0.90278 | 0.90278 | 1 | Philips Medical Systems | Ingenia | 3 | AX T1 1x1x1 FFE 3d GAD | GR | MP | n/a | n/a | n/a | n/a | 288x288 | 288 | 288 | n/a | n/a
BraTS-MEN-RT-0006-1 | 1 | 70 | F | 0.5078 | 0.5078 | 1.4 | GE MEDICAL SYSTEMS | Signa HDxt | 1.5 | AX SPGR 3D POST | GR | ['SS', 'SP', 'SK', 'OSP'] | 11.22 | 4.58 | 400 | 25 | 224x224 | 512 | 512 | 61.0547 | HEAD
BraTS-MEN-RT-0007-1 | n/a | 59 | F | 1.0156 | 1.0156 | 1.4 | GE MEDICAL SYSTEMS | SIGNA EXCITE | 1.5 | WHOLE BRAIN SPGR POST | GR | ['SS', 'SP'] | 23 | 7 | 0 | 35 | 192x256 | 256 | 256 | 97.6562 | HEAD
BraTS-MEN-RT-0009-1 | n/a | 60 | M | 1.0156 | 1.0156 | 2 | Philips Medical Systems | Intera | 1.5 | AX T1 FFE GAD | GR | MP | n/a | n/a | n/a | n/a | 256x256 | 256 | 256 | n/a | n/a
BraTS-MEN-RT-0010-1 | 2 | 76 | F | 0.9375 | 0.9375 | 1 | GE MEDICAL SYSTEMS | Signa HDxt | 1.5 | Resampled ax spgr +c | GR | SS | 7.8 | 3.18 | 400 | 14 | 512x512 | 512 | 512 | n/a | n/a
BraTS-MEN-RT-0011-1 | n/a | 65 | F | 0.5078 | 0.5078 | 1.4 | GE MEDICAL SYSTEMS | Signa HDxt | 1.5 | AX SPGR 3D POST | GR | ['SS', 'SP', 'SK'] | 12.26 | 5.124 | 400 | 25 | 192x256 | 512 | 512 | 61.0547 | HEAD
BraTS-MEN-RT-0012-1 | 2 | 59 | F | 0.48828 | 0.48828 | 1 | GE MEDICAL SYSTEMS | SIGNA Premier | 3 | n/a | ['RM', 'IR'] | NONE | 2515.32 | 2.788 | 1060 | 8 | 512x512 | 512 | 512 | 122.07 | 48HAP
BraTS-MEN-RT-0013-1 | 1 | 52 | M | 1.0156 | 1.0156 | 1.5 | n/a | n/a | n/a | n/a | n/a | n/a | n/a | n/a | n/a | n/a | n/a | n/a | n/a | n/a | n/a
BraTS-MEN-RT-0014-1 | n/a | 39 | M | 1.0156 | 1.0156 | 1.4 | GE MEDICAL SYSTEMS | SIGNA EXCITE | 1.5 | WHOLE BRAIN SPGR (METS) POST | GR | ['SS', 'SP'] | 23 | 7 | 0 | 35 | 192x256 | 256 | 256 | 97.6562 | HEAD
BraTS-MEN-RT-0015-1 | n/a | 74 | M | 0.74219 | 0.74219 | 1 | SIEMENS | Skyra | 3 | Resampled ax spgr +c | GR | SK | 2110 | 3.95 | 1100 | 10 | 512x512 | 512 | 512 | n/a | n/a
BraTS-MEN-RT-0016-1 | n/a | 69 | M | 0.37202 | 0.37202 | 1.1 | Philips Medical Systems | Ingenia | 3 | AX T1 FFE GAD | GR | MP | n/a | n/a | n/a | n/a | 672x672 | 672 | 672 | n/a | n/a
BraTS-MEN-RT-0017-1 | 1 | 59 | F | 0.9375 | 0.9375 | 1 | n/a | n/a | n/a | n/a | n/a | n/a | n/a | n/a | n/a | n/a | n/a | n/a | n/a | n/a | n/a
BraTS-MEN-RT-0018-1 | 3 | 45 | M | 1.0156 | 1.0156 | 1.5 | n/a | n/a | n/a | n/a | n/a | n/a | n/a | n/a | n/a | n/a | n/a | n/a | n/a | n/a | n/a
BraTS-MEN-RT-0020-1 | 1 | 41 | F | 1.0156 | 1.0156 | 2 | Philips Medical Systems | Intera | 1.5 | AX T1 FFE GAD | GR | MP | n/a | n/a | n/a | n/a | 256x256 | 256 | 256 | n/a | n/a
BraTS-MEN-RT-0022-1 | n/a | 48 | F | 0.5078 | 0.5078 | 1.4 | GE MEDICAL SYSTEMS | Signa HDxt | 1.5 | AX SPGR 3D POST | GR | ['SS', 'SP', 'SK'] | 12.26 | 5.124 | 400 | 25 | 192x256 | 512 | 512 | 61.0547 | HEAD
BraTS-MEN-RT-0023-1 | 3 | 77 | F | 1.0156 | 1.0156 | 1.5 | n/a | n/a | n/a | n/a | n/a | n/a | n/a | n/a | n/a | n/a | n/a | n/a | n/a | n/a | n/a
BraTS-MEN-RT-0024-1 | 1 | 42 | F | 0.80357 | 0.80357 | 1 | Philips Medical Systems | Ingenia | 3 | AX T1 1x1x1 FFE 3d GAD | GR | MP | n/a | n/a | n/a | n/a | 336x336 | 336 | 336 | n/a | n/a
BraTS-MEN-RT-0025-1 | 1 | 71 | F | 0.74219 | 0.74219 | 1 | SIEMENS | MAGNETOM TrioTim | 3 | ax 3dspgr + c | Gradient Echo (GGRE) | Spoiled Gradient-Echo (SP-GR) | 2110 | 2.67 | 1100 | 8 | 512x512 | 512 | 512 | n/a | HEA; HEP (Head and Head-Phase coil elements active)
BraTS-MEN-RT-0026-1 | n/a | 65 | F | 1.0156 | 1.0156 | 1 | SIEMENS | TrioTim | 3 | AX T1 3D MPRAGE PG (do not adjust FOV or matrix) | ['GR', 'IR'] | ['SP', 'MP', 'OSP'] | 1750 | 3.37 | 900 | 9 | 256x256 | 256 | 256 | 179 | n/a
BraTS-MEN-RT-0028-1 | n/a | 74 | F | 0.36932 | 0.36932 | 1.1 | Philips Medical Systems | Ingenia | 3 | AX T1 FFE GAD | GR | MP | n/a | n/a | n/a | n/a | 704x704 | 704 | 704 | n/a | n/a
BraTS-MEN-RT-0029-1 | 2 | 43 | F | 0.9375 | 0.9375 | 1 | n/a | n/a | n/a | n/a | n/a | n/a | n/a | n/a | n/a | n/a | n/a | n/a | n/a | n/a | n/a
BraTS-MEN-RT-0030-1 | n/a | 66 | F | 1.0156 | 1.0156 | 2 | Philips Medical Systems | Intera | 1.5 | AX T1 FFE GAD | GR | MP | n/a | n/a | n/a | n/a | 256x256 | 256 | 256 | n/a | n/a
BraTS-MEN-RT-0031-1 | 2 | 49 | F | 1.0156 | 1.0156 | 1.5 | n/a | n/a | n/a | n/a | n/a | n/a | n/a | n/a | n/a | n/a | n/a | n/a | n/a | n/a | n/a
BraTS-MEN-RT-0032-1 | n/a | 76 | F | 0.5078 | 0.5078 | 1.4 | GE MEDICAL SYSTEMS | Signa HDxt | 1.5 | AX SPGR 3D POST | GR | ['SS', 'SP', 'SK'] | 12.26 | 5.124 | 400 | 25 | 192x256 | 512 | 512 | 61.0547 | HEAD
BraTS-MEN-RT-0033-1 | 3 | 70 | F | 1.0156 | 1.0156 | 1.5 | n/a | n/a | n/a | n/a | n/a | n/a | n/a | n/a | n/a | n/a | n/a | n/a | n/a | n/a | n/a
BraTS-MEN-RT-0034-1 | n/a | 71 | M | 1.0156 | 1.0156 | 1 | SIEMENS | TrioTim | 3 | AX T1 3D MPRAGE (GAD) | ['GR', 'IR'] | ['SP', 'MP', 'OSP'] | 1750 | 3.37 | 900 | 9 | 256x256 | 256 | 256 | 179 | n/a
BraTS-MEN-RT-0035-1 | 1 | 23 | M | 0.5078 | 0.5078 | 1.5 | n/a | n/a | n/a | n/a | n/a | n/a | n/a | n/a | n/a | n/a | n/a | n/a | n/a | n/a | n/a
BraTS-MEN-RT-0037-1 | 1 | 51 | F | 1.0156 | 1.0156 | 1.5 | n/a | n/a | n/a | n/a | n/a | n/a | n/a | n/a | n/a | n/a | n/a | n/a | n/a | n/a | n/a
BraTS-MEN-RT-0041-1 | n/a | 55 | M | 1.0156 | 1.0156 | 2 | Philips Medical Systems | Intera | 1.5 | AX T1 FFE GAD | GR | MP | n/a | n/a | n/a | n/a | 256x256 | 256 | 256 | n/a | n/a
BraTS-MEN-RT-0044-1 | 2 | 60 | F | 0.9375 | 0.9375 | 1 | n/a | n/a | n/a | n/a | n/a | n/a | n/a | n/a | n/a | n/a | n/a | n/a | n/a | n/a | n/a
BraTS-MEN-RT-0045-1 | n/a | 76 | M | 1.0156 | 1.0156 | 1.4 | GE MEDICAL SYSTEMS | SIGNA EXCITE | 1.5 | AX T1 3D SPGR WHOLE BRAIN GAD | GR | ['SS', 'SP'] | 23 | 7 | 0 | 35 | 192x256 | 256 | 256 | 97.6562 | HEAD
BraTS-MEN-RT-0046-1 | 2 | 34 | M | 1.0156 | 1.0156 | 1.5 | n/a | n/a | n/a | n/a | n/a | n/a | n/a | n/a | n/a | n/a | n/a | n/a | n/a | n/a | n/a
BraTS-MEN-RT-0047-1 | 1 | 72 | F | 0.5195 | 0.5195 | 1.5 | n/a | n/a | n/a | n/a | n/a | n/a | n/a | n/a | n/a | n/a | n/a | n/a | n/a | n/a | n/a
BraTS-MEN-RT-0048-1 | n/a | 65 | F | 1.0156 | 1.0156 | 2 | Philips Medical Systems | Intera | 1.5 | AX T1 FFE GAD | GR | MP | n/a | n/a | n/a | n/a | 256x256 | 256 | 256 | n/a | n/a
BraTS-MEN-RT-0051-1 | n/a | 62 | F | 1.0156 | 1.0156 | 2 | Philips Medical Systems | Intera | 1.5 | AX T1 FFE GAD | GR | MP | n/a | n/a | n/a | n/a | 256x256 | 256 | 256 | n/a | n/a
BraTS-MEN-RT-0052-1 | n/a | 37 | F | 1.0156 | 1.0156 | 1.4 | GE MEDICAL SYSTEMS | SIGNA EXCITE | 1.5 | AX T1 3D SPGR WHOLE BRAIN GAD | GR | ['SS', 'SP'] | 23 | 7 | 0 | 35 | 192x256 | 256 | 256 | 97.6562 | HEAD
BraTS-MEN-RT-0053-1 | n/a | 49 | F | 1.0156 | 1.0156 | 2 | Philips Medical Systems | Intera | 1.5 | AX T1 FFE GAD | GR | MP | n/a | n/a | n/a | n/a | 256x256 | 256 | 256 | n/a | n/a
BraTS-MEN-RT-0054-1 | 1 | 73 | F | 0.5078 | 0.5078 | 1.4 | GE MEDICAL SYSTEMS | Signa HDxt | 1.5 | AX SPGR 3D POST | GR | ['SS', 'SP', 'SK'] | 12.26 | 5.124 | 400 | 25 | 192x256 | 512 | 512 | 61.0547 | HEAD
BraTS-MEN-RT-0055-1 | 1 | 76 | M | 1.0156 | 1.0156 | 1.5 | n/a | n/a | n/a | n/a | n/a | n/a | n/a | n/a | n/a | n/a | n/a | n/a | n/a | n/a | n/a
BraTS-MEN-RT-0056-1 | n/a | 65 | F | 1.0156 | 1.0156 | 2 | Philips Medical Systems | Intera | 1.5 | AX T1 FFE GAD | GR | MP | n/a | n/a | n/a | n/a | 256x256 | 256 | 256 | n/a | n/a
BraTS-MEN-RT-0057-1 | 1 | 67 | F | 0.74219 | 0.74219 | 1 | SIEMENS | MAGNETOM TrioTim | 3 | ax 3dspgr + c | Gradient Echo (GGRE) | Spoiled Gradient-Echo (SP-GR) | 2110 | 2.67 | 1100 | 8 | 512x512 | 512 | 512 | n/a | HEA; HEP (Head and Head-Phase coil elements active)
BraTS-MEN-RT-0058-1 | 1 | 36 | M | 0.9375 | 0.9375 | 1 | n/a | n/a | n/a | n/a | n/a | n/a | n/a | n/a | n/a | n/a | n/a | n/a | n/a | n/a | n/a
BraTS-MEN-RT-0059-1 | n/a | 66 | F | 0.37202 | 0.37202 | 1.1 | Philips Medical Systems | Ingenia | 3 | AX T1 FFE GAD | GR | MP | n/a | n/a | n/a | n/a | 672x672 | 672 | 672 | n/a | n/a
BraTS-MEN-RT-0060-1 | 1 | 71 | F | 1.0156 | 1.0156 | 1.5 | n/a | n/a | n/a | n/a | n/a | n/a | n/a | n/a | n/a | n/a | n/a | n/a | n/a | n/a | n/a
BraTS-MEN-RT-0061-1 | n/a | 42 | M | 0.48828 | 0.48828 | 1 | GE MEDICAL SYSTEMS | SIGNA Premier | 3 | n/a | ['RM', 'IR'] | NONE | 2994.22 | 3.128 | 1000 | 10 | 512x512 | 512 | 512 | 122.07 | Head 24
BraTS-MEN-RT-0062-1 | 2 | 64 | F | 0.9375 | 0.9375 | 1 | n/a | n/a | n/a | n/a | n/a | n/a | n/a | n/a | n/a | n/a | n/a | n/a | n/a | n/a | n/a
BraTS-MEN-RT-0063-1 | n/a | n/a | n/a | 1.0156 | 1.0156 | 1.5 | n/a | n/a | n/a | n/a | n/a | n/a | n/a | n/a | n/a | n/a | n/a | n/a | n/a | n/a | n/a
BraTS-MEN-RT-0064-1 | 1 | 42 | F | 1.0156 | 1.0156 | 1.5 | n/a | n/a | n/a | n/a | n/a | n/a | n/a | n/a | n/a | n/a | n/a | n/a | n/a | n/a | n/a
BraTS-MEN-RT-0065-1 | 2 | 37 | F | 1.0156 | 1.0156 | 1.5 | n/a | n/a | n/a | n/a | n/a | n/a | n/a | n/a | n/a | n/a | n/a | n/a | n/a | n/a | n/a
BraTS-MEN-RT-0066-1 | 1 | 65 | M | 1.0156 | 1.0156 | 1.5 | n/a | n/a | n/a | n/a | n/a | n/a | n/a | n/a | n/a | n/a | n/a | n/a | n/a | n/a | n/a
BraTS-MEN-RT-0067-1 | n/a | 61 | F | 0.36222 | 0.36222 | 1.1 | Philips Medical Systems | Ingenia | 3 | AX T1 FFE GAD | GR | MP | n/a | n/a | n/a | n/a | 704x704 | 704 | 704 | n/a | n/a
BraTS-MEN-RT-0068-1 | 1 | 84 | F | 0.9375 | 0.9375 | 1 | n/a | n/a | n/a | n/a | n/a | n/a | n/a | n/a | n/a | n/a | n/a | n/a | n/a | n/a | n/a
BraTS-MEN-RT-0069-1 | n/a | 46 | F | 0.37202 | 0.37202 | 1.1 | Philips Medical Systems | Ingenia | 3 | AX T1 FFE GAD | GR | MP | n/a | n/a | n/a | n/a | 672x672 | 672 | 672 | n/a | n/a
BraTS-MEN-RT-0070-1 | 1 | 53 | M | 1.0156 | 1.0156 | 1.5 | n/a | n/a | n/a | n/a | n/a | n/a | n/a | n/a | n/a | n/a | n/a | n/a | n/a | n/a | n/a
BraTS-MEN-RT-0071-1 | n/a | 68 | F | 0.5078 | 0.5078 | 1.4 | GE MEDICAL SYSTEMS | Signa HDxt | 1.5 | AX SPGR 3D POST | GR | ['SS', 'SP', 'SK'] | 12.26 | 5.124 | 400 | 25 | 192x256 | 512 | 512 | 61.0547 | HEAD
BraTS-MEN-RT-0072-1 | 1 | 30 | F | 0.37202 | 0.37202 | 1.1 | Philips Medical Systems | Ingenia | 3 | AX T1 FFE GAD | GR | MP | n/a | n/a | n/a | n/a | 672x672 | 672 | 672 | n/a | n/a
BraTS-MEN-RT-0073-1 | n/a | n/a | n/a | 1.0156 | 1.0156 | 1.5 | n/a | n/a | n/a | n/a | n/a | n/a | n/a | n/a | n/a | n/a | n/a | n/a | n/a | n/a | n/a
BraTS-MEN-RT-0074-1 | n/a | 77 | F | 0.37202 | 0.37202 | 1.1 | Philips Medical Systems | Ingenia | 3 | AX T1 FFE GAD | GR | MP | n/a | n/a | n/a | n/a | 672x672 | 672 | 672 | n/a | n/a
BraTS-MEN-RT-0075-1 | n/a | 72 | M | 1.0156 | 1.0156 | 2 | Philips Medical Systems | Intera | 1.5 | AX T1 FFE GAD | GR | MP | n/a | n/a | n/a | n/a | 256x256 | 256 | 256 | n/a | n/a
BraTS-MEN-RT-0076-1 | n/a | 75 | F | 0.86806 | 0.86806 | 1 | Philips Medical Systems | Ingenia | 3 | AX T1 1x1x1 FFE GAD | GR | MP | n/a | n/a | n/a | n/a | 288x288 | 288 | 288 | n/a | n/a
BraTS-MEN-RT-0077-1 | 3 | 57 | M | 0.74219 | 0.74219 | 1 | SIEMENS | MAGNETOM TrioTim | 3 | ax 3dspgr + c | Gradient Echo (GGRE) | Spoiled Gradient-Echo (SP-GR) | 2110 | 2.67 | 1100 | 8 | 512x512 | 512 | 512 | n/a | HEA; HEP (Head and Head-Phase coil elements active)
BraTS-MEN-RT-0078-1 | 2 | 62 | F | 1.0156 | 1.0156 | 1.5 | n/a | n/a | n/a | n/a | n/a | n/a | n/a | n/a | n/a | n/a | n/a | n/a | n/a | n/a | n/a
BraTS-MEN-RT-0079-1 | 1 | 76 | M | 1.0156 | 1.0156 | 1.5 | n/a | n/a | n/a | n/a | n/a | n/a | n/a | n/a | n/a | n/a | n/a | n/a | n/a | n/a | n/a
BraTS-MEN-RT-0080-1 | n/a | 60 | F | 0.875 | 0.875 | 1 | Philips Medical Systems | Ingenia | 3 | AX T1 1x1x1 FFE 3d GAD | GR | MP | n/a | n/a | n/a | n/a | 320x320 | 320 | 320 | n/a | n/a
BraTS-MEN-RT-0081-1 | n/a | n/a | n/a | 1.0156 | 1.0156 | 1.5 | n/a | n/a | n/a | n/a | n/a | n/a | n/a | n/a | n/a | n/a | n/a | n/a | n/a | n/a | n/a
BraTS-MEN-RT-0082-1 | 2 | 78 | F | 0.74219 | 0.74219 | 1 | SIEMENS | Skyra | 3 | Resampled ax spgr | GR | SK | 2110 | 3.95 | 1100 | 10 | 512x512 | 512 | 512 | n/a | n/a
BraTS-MEN-RT-0084-1 | 1 | 45 | F | 1.0156 | 1.0156 | 1.5 | n/a | n/a | n/a | n/a | n/a | n/a | n/a | n/a | n/a | n/a | n/a | n/a | n/a | n/a | n/a
BraTS-MEN-RT-0085-1 | 1 | 51 | F | 0.4688 | 0.4688 | 0.6 | n/a | n/a | n/a | n/a | n/a | n/a | n/a | n/a | n/a | n/a | n/a | n/a | n/a | n/a | n/a
BraTS-MEN-RT-0086-1 | n/a | 57 | F | 0.9375 | 0.9375 | 0.9 | SIEMENS | TrioTim | 3 | AX T1 3D MPRAGE (POST GK) GAD | ['GR', 'IR'] | ['SP', 'MP'] | 1830 | 2.93 | 900 | 9 | 256x256 | 256 | 256 | 180 | n/a
BraTS-MEN-RT-0087-1 | n/a | 58 | F | 0.36932 | 0.36932 | 1.1 | Philips Medical Systems | Ingenia | 3 | AX T1 FFE GAD | GR | MP | n/a | n/a | n/a | n/a | 704x704 | 704 | 704 | n/a | n/a
BraTS-MEN-RT-0088-1 | n/a | 68 | M | 0.36932 | 0.36932 | 1.1 | Philips Medical Systems | Ingenia | 3 | AX T1 FFE GAD | GR | MP | n/a | n/a | n/a | n/a | 704x704 | 704 | 704 | n/a | n/a
BraTS-MEN-RT-0089-1 | n/a | 78 | F | 0.5078 | 0.5078 | 1.4 | GE MEDICAL SYSTEMS | Signa HDxt | 1.5 | AX SPGR 3D POST | GR | ['SS', 'SP', 'SK', 'OSP'] | 11.22 | 4.58 | 400 | 25 | 224x224 | 512 | 512 | 61.0547 | HEAD
BraTS-MEN-RT-0090-1 | 2 | 46 | F | 1.0156 | 1.0156 | 1.5 | n/a | n/a | n/a | n/a | n/a | n/a | n/a | n/a | n/a | n/a | n/a | n/a | n/a | n/a | n/a
BraTS-MEN-RT-0091-1 | n/a | n/a | n/a | 1.0156 | 1.0156 | 1.5 | n/a | n/a | n/a | n/a | n/a | n/a | n/a | n/a | n/a | n/a | n/a | n/a | n/a | n/a | n/a
BraTS-MEN-RT-0092-1 | 1 | 59 | M | 0.50781 | 0.50781 | 1.1 | Philips Medical Systems | Ingenia | 3 | AX T1 FFE GAD | GR | MP | n/a | n/a | n/a | n/a | 512x512 | 512 | 512 | n/a | n/a
BraTS-MEN-RT-0093-1 | 1 | 55 | M | 0.36932 | 0.36932 | 1.1 | Philips Medical Systems | Ingenia | 3 | AX T1 FFE GAD | GR | MP | n/a | n/a | n/a | n/a | 704x704 | 704 | 704 | n/a | n/a
BraTS-MEN-RT-0094-1 | n/a | 62 | F | 0.74219 | 0.74219 | 1 | SIEMENS | MAGNETOM TrioTim | 3 | ax 3dspgr + c | Gradient Echo (GGRE) | Spoiled Gradient-Echo (SP-GR) | 2110 | 2.67 | 1100 | 8 | 512x512 | 512 | 512 | n/a | HEA; HEP (Head and Head-Phase coil elements active)
BraTS-MEN-RT-0097-1 | 2 | 64 | F | 0.5078 | 0.5078 | 1.4 | GE MEDICAL SYSTEMS | Signa HDxt | 1.5 | AX SPGR 3D POST | GR | ['SS', 'SP', 'SK'] | 12.26 | 5.124 | 400 | 25 | 192x256 | 512 | 512 | 61.0547 | HEAD
BraTS-MEN-RT-0098-1 | n/a | 43 | F | 1.0156 | 1.0156 | 1 | SIEMENS | TrioTim | 3 | AX T1 3D MPRAGE PG (do not adjust FOV or matrix) | ['GR', 'IR'] | ['SP', 'MP', 'OSP'] | 1750 | 3.37 | 900 | 9 | 256x256 | 256 | 256 | 179 | n/a
BraTS-MEN-RT-0099-1 | n/a | 43 | F | 0.5078 | 0.5078 | 1.4 | GE MEDICAL SYSTEMS | Signa HDxt | 1.5 | AX SPGR 3D POST | GR | ['SS', 'SP', 'SK'] | 12.26 | 5.124 | 400 | 25 | 192x256 | 512 | 512 | 61.0547 | HEAD
BraTS-MEN-RT-0100-1 | 1 | 33 | M | 0.74219 | 0.74219 | 0.98753 | SIEMENS | Skyra | 3 | Resampled ax 3dspgr +c | GR | SK | 2110 | 2.95 | 1100 | 8 | 512x512 | 512 | 512 | n/a | n/a
BraTS-MEN-RT-0101-1 | 1 | 46 | F | 0.9375 | 0.9375 | 1 | n/a | n/a | n/a | n/a | n/a | n/a | n/a | n/a | n/a | n/a | n/a | n/a | n/a | n/a | n/a
BraTS-MEN-RT-0102-1 | n/a | 58 | M | 0.5078 | 0.5078 | 1.4 | GE MEDICAL SYSTEMS | Signa HDxt | 1.5 | AX SPGR 3D POST | GR | ['SS', 'SP', 'SK'] | 12.516 | 5.256 | 400 | 25 | 192x256 | 512 | 512 | 61.0547 | HEAD
BraTS-MEN-RT-0103-1 | n/a | n/a | n/a | 0.50781 | 0.50781 | 1.5 | n/a | n/a | n/a | n/a | n/a | n/a | n/a | n/a | n/a | n/a | n/a | n/a | n/a | n/a | n/a
BraTS-MEN-RT-0104-1 | 2 | 64 | F | 1.0156 | 1.0156 | 1.5 | n/a | n/a | n/a | n/a | n/a | n/a | n/a | n/a | n/a | n/a | n/a | n/a | n/a | n/a | n/a
BraTS-MEN-RT-0105-1 | 2 | 65 | M | 0.74219 | 0.74219 | 1 | SIEMENS | MAGNETOM TrioTim | 3 | ax 3dspgr + c | Gradient Echo (GGRE) | Spoiled Gradient-Echo (SP-GR) | 2110 | 2.67 | 1100 | 8 | 512x512 | 512 | 512 | n/a | HEA; HEP (Head and Head-Phase coil elements active)
BraTS-MEN-RT-0106-1 | 3 | 74 | M | 0.5078 | 0.5078 | 1.5 | n/a | n/a | n/a | n/a | n/a | n/a | n/a | n/a | n/a | n/a | n/a | n/a | n/a | n/a | n/a
BraTS-MEN-RT-0107-1 | 1 | 51 | F | 1.0156 | 1.0156 | 1.5 | n/a | n/a | n/a | n/a | n/a | n/a | n/a | n/a | n/a | n/a | n/a | n/a | n/a | n/a | n/a
BraTS-MEN-RT-0108-1 | n/a | 52 | F | 1.0156 | 1.0156 | 1.4 | GE MEDICAL SYSTEMS | SIGNA EXCITE | 1.5 | WHOLE BRAIN SPGR (METS) POST | GR | ['SS', 'SP'] | 23 | 7 | 0 | 35 | 192x256 | 256 | 256 | 97.6562 | HEAD
BraTS-MEN-RT-0109-1 | 1 | 67 | F | 1.0156 | 1.0156 | 1.4 | GE MEDICAL SYSTEMS | SIGNA EXCITE | 1.5 | AX T1 3D SPGR WHOLE BRAIN GAD | GR | ['SS', 'SP'] | 23 | 7 | 0 | 35 | 192x256 | 256 | 256 | 97.6562 | HEAD
BraTS-MEN-RT-0110-1 | 1 | 38 | F | 0.4297 | 0.4297 | 0.6 | n/a | n/a | n/a | n/a | n/a | n/a | n/a | n/a | n/a | n/a | n/a | n/a | n/a | n/a | n/a
BraTS-MEN-RT-0112-1 | n/a | 59 | F | 1.0156 | 1.0156 | 1 | SIEMENS | TrioTim | 3 | AX T1 3D MPRAGE PG (do not adjust FOV or matrix) | ['GR', 'IR'] | ['SP', 'MP', 'OSP'] | 1750 | 3.37 | 900 | 9 | 256x256 | 256 | 256 | 179 | n/a
BraTS-MEN-RT-0113-1 | 1 | 45 | M | 1.0156 | 1.0156 | 1.5 | n/a | n/a | n/a | n/a | n/a | n/a | n/a | n/a | n/a | n/a | n/a | n/a | n/a | n/a | n/a
BraTS-MEN-RT-0114-1 | n/a | 46 | F | 0.90278 | 0.90278 | 2 | Philips Medical Systems | Intera | 1.5 | AX T1 FFE GAD | GR | MP | n/a | n/a | n/a | n/a | 288x288 | 288 | 288 | n/a | n/a
BraTS-MEN-RT-0116-1 | n/a | 65 | F | 1.0156 | 1.0156 | 1.4 | GE MEDICAL SYSTEMS | SIGNA EXCITE | 1.5 | WHOLE BRAIN SPGR (METS) POST | GR | ['SS', 'SP'] | 23 | 7 | 0 | 35 | 192x256 | 256 | 256 | 97.6562 | HEAD
BraTS-MEN-RT-0117-1 | n/a | 58 | M | 0.37202 | 0.37202 | 1.1 | Philips Medical Systems | Ingenia | 3 | AX T1 FFE GAD | GR | MP | n/a | n/a | n/a | n/a | 672x672 | 672 | 672 | n/a | n/a
BraTS-MEN-RT-0118-1 | 2 | 80 | F | 1.0156 | 1.0156 | 1.5 | n/a | n/a | n/a | n/a | n/a | n/a | n/a | n/a | n/a | n/a | n/a | n/a | n/a | n/a | n/a
BraTS-MEN-RT-0119-1 | 2 | 75 | M | 1.0156 | 1.0156 | 1.5 | n/a | n/a | n/a | n/a | n/a | n/a | n/a | n/a | n/a | n/a | n/a | n/a | n/a | n/a | n/a
BraTS-MEN-RT-0120-1 | 1 | 41 | F | 1.0156 | 1.0156 | 1.5 | n/a | n/a | n/a | n/a | n/a | n/a | n/a | n/a | n/a | n/a | n/a | n/a | n/a | n/a | n/a
BraTS-MEN-RT-0122-1 | n/a | 63 | F | 0.36932 | 0.36932 | 1.1 | Philips Medical Systems | Ingenia | 3 | AX T1 FFE GAD | GR | MP | n/a | n/a | n/a | n/a | 704x704 | 704 | 704 | n/a | n/a
BraTS-MEN-RT-0124-1 | 1 | 65 | F | 0.75 | 0.75 | 1 | Philips Medical Systems | Ingenia | 3 | AX T1 1x1x1 FFE 3d GAD | GR | MP | n/a | n/a | n/a | n/a | 320x320 | 320 | 320 | n/a | n/a
BraTS-MEN-RT-0125-1 | n/a | n/a | n/a | 1.0156 | 1.0156 | 1.5 | n/a | n/a | n/a | n/a | n/a | n/a | n/a | n/a | n/a | n/a | n/a | n/a | n/a | n/a | n/a
BraTS-MEN-RT-0126-1 | 2 | 60 | M | 1.0156 | 1.0156 | 1.5 | n/a | n/a | n/a | n/a | n/a | n/a | n/a | n/a | n/a | n/a | n/a | n/a | n/a | n/a | n/a
BraTS-MEN-RT-0127-1 | n/a | 54 | M | 0.37202 | 0.37202 | 1.1 | Philips Medical Systems | Ingenia | 3 | AX T1 FFE GAD | GR | MP | n/a | n/a | n/a | n/a | 672x672 | 672 | 672 | n/a | n/a
BraTS-MEN-RT-0128-1 | n/a | 48 | M | 0.36932 | 0.36932 | 1.1 | Philips Medical Systems | Ingenia | 3 | AX T1 FFE GAD | GR | MP | n/a | n/a | n/a | n/a | 704x704 | 704 | 704 | n/a | n/a
BraTS-MEN-RT-0129-1 | n/a | 76 | F | 0.4883 | 0.4883 | 0.5 | GE MEDICAL SYSTEMS | SIGNA Premier | 3 | n/a | ['RM', 'IR'] | NONE | 2923.2 | 2.912 | 1000 | 8 | 512x512 | 512 | 512 | 122.07 | 48HAP
BraTS-MEN-RT-0130-1 | n/a | 51 | F | 1.0156 | 1.0156 | 2 | Philips Medical Systems | Intera | 1.5 | AX T1 FFE GAD | GR | MP | n/a | n/a | n/a | n/a | 256x256 | 256 | 256 | n/a | n/a
BraTS-MEN-RT-0131-1 | n/a | 77 | F | 0.73864 | 0.73864 | 1 | Philips Medical Systems | Ingenia | 3 | AX T1 1x1x1 FFE 3d GAD | GR | MP | n/a | n/a | n/a | n/a | 352x352 | 352 | 352 | n/a | n/a
BraTS-MEN-RT-0132-1 | 3 | 72 | M | 1.0156 | 1.0156 | 1.5 | n/a | n/a | n/a | n/a | n/a | n/a | n/a | n/a | n/a | n/a | n/a | n/a | n/a | n/a | n/a
BraTS-MEN-RT-0134-1 | 1 | 71 | M | 0.36932 | 0.36932 | 1.1 | Philips Medical Systems | Ingenia | 3 | AX T1 FFE GAD | GR | MP | n/a | n/a | n/a | n/a | 704x704 | 704 | 704 | n/a | n/a
BraTS-MEN-RT-0135-1 | 1 | 68 | M | 1.0156 | 1.0156 | 1 | SIEMENS | TrioTim | 3 | AX T1 3D MPRAGE (GAD) | ['GR', 'IR'] | ['SP', 'MP', 'OSP'] | 1750 | 3.37 | 900 | 9 | 256x256 | 256 | 256 | 179 | n/a
BraTS-MEN-RT-0136-1 | n/a | 54 | F | 1.0156 | 1.0156 | 2 | Philips Medical Systems | Intera | 1.5 | AX T1 FFE GAD | GR | MP | n/a | n/a | n/a | n/a | 256x256 | 256 | 256 | n/a | n/a
BraTS-MEN-RT-0137-1 | 1 | 50 | F | 0.74219 | 0.74219 | 1 | SIEMENS | MAGNETOM TrioTim | 3 | ax 3dspgr + c | Gradient Echo (GGRE) | Spoiled Gradient-Echo (SP-GR) | 2110 | 2.67 | 1100 | 8 | 512x512 | 512 | 512 | n/a | HEA; HEP (Head and Head-Phase coil elements active)
BraTS-MEN-RT-0139-1 | n/a | 66 | F | 1.0156 | 1.0156 | 2 | Philips Medical Systems | Intera | 1.5 | AX T1 FFE GAD | GR | MP | n/a | n/a | n/a | n/a | 256x256 | 256 | 256 | n/a | n/a
BraTS-MEN-RT-0140-1 | n/a | 56 | F | 1.0156 | 1.0156 | 2 | Philips Medical Systems | Intera | 1.5 | AX T1 FFE GAD | GR | MP | n/a | n/a | n/a | n/a | 256x256 | 256 | 256 | n/a | n/a
BraTS-MEN-RT-0141-1 | 1 | 51 | F | 0.5195 | 0.5195 | 1.5 | n/a | n/a | n/a | n/a | n/a | n/a | n/a | n/a | n/a | n/a | n/a | n/a | n/a | n/a | n/a
BraTS-MEN-RT-0142-1 | 1 | 57 | F | 0.74219 | 0.74219 | 0.98807 | SIEMENS | MAGNETOM TrioTim | 3 | ax 3dspgr + c | Gradient Echo (GGRE) | Spoiled Gradient-Echo (SP-GR) | 2110 | 2.67 | 1100 | 8 | 512x512 | 512 | 512 | n/a | HEA; HEP (Head and Head-Phase coil elements active)
BraTS-MEN-RT-0143-1 | 1 | 30 | F | 0.37202 | 0.37202 | 1.1 | Philips Medical Systems | Ingenia | 3 | AX T1 FFE GAD | GR | MP | n/a | n/a | n/a | n/a | 672x672 | 672 | 672 | n/a | n/a
BraTS-MEN-RT-0144-1 | n/a | 55 | F | 1.0156 | 1.0156 | 2 | Philips Medical Systems | Intera | 1.5 | AX T1 FFE GAD | GR | MP | n/a | n/a | n/a | n/a | 256x256 | 256 | 256 | n/a | n/a
BraTS-MEN-RT-0145-1 | 1 | 64 | F | 0.9375 | 0.9375 | 1 | n/a | n/a | n/a | n/a | n/a | n/a | n/a | n/a | n/a | n/a | n/a | n/a | n/a | n/a | n/a
BraTS-MEN-RT-0146-1 | n/a | 58 | F | 1.0156 | 1.0156 | 1.4 | GE MEDICAL SYSTEMS | SIGNA EXCITE | 1.5 | AX T1 3D SPGR WHOLE BRAIN GAD | GR | ['SS', 'SP'] | 23 | 7 | 0 | 35 | 192x256 | 256 | 256 | 97.6562 | HEAD
BraTS-MEN-RT-0147-1 | 2 | 63 | M | 0.4883 | 0.4883 | 0.5 | GE MEDICAL SYSTEMS | SIGNA Premier | 3 | n/a | ['RM', 'IR'] | NONE | 2866.35 | 2.912 | 1000 | 8 | 512x512 | 512 | 512 | 122.07 | 48HAP
BraTS-MEN-RT-0148-1 | n/a | 67 | F | 1 | 1 | 1 | SIEMENS | TrioTim | 3 | SAG T1 3D MPRAGE GAD (reformat CORONAL) | ['GR', 'IR'] | ['SP', 'MP'] | 1900 | 2.26 | 900 | 9 | 256x256 | 256 | 256 | 199 | n/a
BraTS-MEN-RT-0149-1 | n/a | 44 | M | 1.0156 | 1.0156 | 1 | SIEMENS | TrioTim | 3 | AX T1 3D MPRAGE PG (do not adjust FOV or matrix) | ['GR', 'IR'] | ['SP', 'MP', 'OSP'] | 1750 | 3.37 | 900 | 9 | 256x256 | 256 | 256 | 179 | n/a
BraTS-MEN-RT-0150-1 | n/a | 49 | F | 0.5078 | 0.5078 | 1.4 | GE MEDICAL SYSTEMS | Signa HDxt | 1.5 | AX SPGR 3D POST | GR | ['SS', 'SP', 'SK'] | 12.26 | 5.124 | 400 | 25 | 192x256 | 512 | 512 | 61.0547 | HEAD
BraTS-MEN-RT-0151-1 | n/a | 49 | F | 0.37202 | 0.37202 | 1.1 | Philips Medical Systems | Ingenia | 3 | AX T1 FFE GAD | GR | MP | n/a | n/a | n/a | n/a | 672x672 | 672 | 672 | n/a | n/a
BraTS-MEN-RT-0152-1 | 1 | 74 | F | 0.9375 | 0.9375 | 1 | n/a | n/a | n/a | n/a | n/a | n/a | n/a | n/a | n/a | n/a | n/a | n/a | n/a | n/a | n/a
BraTS-MEN-RT-0153-1 | 1 | 68 | F | 0.74219 | 0.74219 | 1 | SIEMENS | MAGNETOM TrioTim | 3 | ax 3dspgr + c | Gradient Echo (GGRE) | Spoiled Gradient-Echo (SP-GR) | 2110 | 2.67 | 1100 | 8 | 512x512 | 512 | 512 | n/a | HEA; HEP (Head and Head-Phase coil elements active)
BraTS-MEN-RT-0154-1 | n/a | 74 | F | 1.0156 | 1.0156 | 2 | Philips Medical Systems | Intera | 1.5 | AX T1 FFE GAD | GR | MP | n/a | n/a | n/a | n/a | 256x256 | 256 | 256 | n/a | n/a
BraTS-MEN-RT-0155-1 | 1 | 48 | F | 1.0156 | 1.0156 | 1.5 | n/a | n/a | n/a | n/a | n/a | n/a | n/a | n/a | n/a | n/a | n/a | n/a | n/a | n/a | n/a
BraTS-MEN-RT-0156-1 | n/a | 79 | M | 0.90278 | 0.90278 | 1 | Philips Medical Systems | Ingenia | 3 | AX T1 1x1x1 FFE 3d GAD | GR | MP | n/a | n/a | n/a | n/a | 288x288 | 288 | 288 | n/a | n/a
BraTS-MEN-RT-0157-1 | 2 | 70 | F | 0.37202 | 0.37202 | 1.1 | Philips Medical Systems | Ingenia | 3 | AX T1 FFE GAD | GR | MP | n/a | n/a | n/a | n/a | 672x672 | 672 | 672 | n/a | n/a
BraTS-MEN-RT-0158-1 | n/a | 50 | M | 0.44922 | 0.44922 | 1 | GE MEDICAL SYSTEMS | SIGNA Premier | 1.5 | n/a | ['RM', 'IR'] | NONE | 2403.4 | 2.528 | 921 | 9 | 512x512 | 512 | 512 | 162.773 | HNS Head
BraTS-MEN-RT-0159-1 | n/a | 82 | F | 0.4883 | 0.4883 | 0.5 | GE MEDICAL SYSTEMS | SIGNA Premier | 3 | n/a | ['RM', 'IR'] | NONE | 2816.26 | 2.912 | 1000 | 8 | 512x512 | 512 | 512 | 122.07 | 48HAP
BraTS-MEN-RT-0160-1 | 1 | 55 | F | 0.74219 | 0.74219 | 1 | SIEMENS | MAGNETOM TrioTim | 3 | ax 3dspgr + c | Gradient Echo (GGRE) | Spoiled Gradient-Echo (SP-GR) | 2110 | 2.67 | 1100 | 8 | 512x512 | 512 | 512 | n/a | HEA; HEP (Head and Head-Phase coil elements active)
BraTS-MEN-RT-0161-1 | n/a | 52 | F | 0.46094 | 0.46094 | 1.75 | SIEMENS | Symphony | 1.5 | T1 3D AXIAL | ['IR', 'GR'] | ['SP', 'MP', 'OSP'] | n/a | n/a | n/a | n/a | 512x416 | 512 | 416 | n/a | n/a
BraTS-MEN-RT-0163-1 | n/a | 48 | F | 1.0156 | 1.0156 | 2 | Philips Medical Systems | Intera | 1.5 | AX T1 FFE GAD | GR | MP | n/a | n/a | n/a | n/a | 256x256 | 256 | 256 | n/a | n/a
BraTS-MEN-RT-0164-1 | n/a | 75 | F | 1.0156 | 1.0156 | 1.4 | GE MEDICAL SYSTEMS | SIGNA EXCITE | 1.5 | WHOLE BRAIN SPGR (METS) POST | GR | ['SS', 'SP'] | 23 | 7 | 0 | 35 | 192x256 | 256 | 256 | 97.6562 | HEAD
BraTS-MEN-RT-0165-1 | n/a | 61 | F | 1.0156 | 1.0156 | 1 | SIEMENS | TrioTim | 3 | AX T1 3D MPRAGE PG (do not adjust FOV or matrix) | ['GR', 'IR'] | ['SP', 'MP', 'OSP'] | 1750 | 3.37 | 900 | 9 | 256x256 | 256 | 256 | 179 | n/a
BraTS-MEN-RT-0166-1 | 1 | 38 | F | 0.9375 | 0.9375 | 1 | n/a | n/a | n/a | n/a | n/a | n/a | n/a | n/a | n/a | n/a | n/a | n/a | n/a | n/a | n/a
BraTS-MEN-RT-0167-1 | 2 | 71 | F | 0.74219 | 0.74219 | 1 | SIEMENS | MAGNETOM TrioTim | 3 | ax 3dspgr + c | Gradient Echo (GGRE) | Spoiled Gradient-Echo (SP-GR) | 2110 | 2.67 | 1100 | 8 | 512x512 | 512 | 512 | n/a | HEA; HEP (Head and Head-Phase coil elements active)
BraTS-MEN-RT-0168-1 | n/a | 57 | M | 0.36932 | 0.36932 | 1.1 | Philips Medical Systems | Ingenia | 3 | AX T1 FFE GAD | GR | MP | n/a | n/a | n/a | n/a | 704x704 | 704 | 704 | n/a | n/a
BraTS-MEN-RT-0170-1 | n/a | 56 | F | 0.37202 | 0.37202 | 1.1 | Philips Medical Systems | Ingenia | 3 | AX T1 FFE GAD | GR | MP | n/a | n/a | n/a | n/a | 672x672 | 672 | 672 | n/a | n/a
BraTS-MEN-RT-0171-1 | 2 | 30 | F | 0.5195 | 0.5195 | 1.5 | n/a | n/a | n/a | n/a | n/a | n/a | n/a | n/a | n/a | n/a | n/a | n/a | n/a | n/a | n/a
BraTS-MEN-RT-0172-1 | 2 | 13 | F | 1.0156 | 1.0156 | 1.5 | n/a | n/a | n/a | n/a | n/a | n/a | n/a | n/a | n/a | n/a | n/a | n/a | n/a | n/a | n/a
BraTS-MEN-RT-0173-1 | n/a | 51 | F | 0.9375 | 0.9375 | 0.9 | SIEMENS | TrioTim | 3 | AX T1 3D MPRAGE (POST GK) | ['GR', 'IR'] | ['SP', 'MP'] | 1830 | 2.93 | 900 | 9 | 256x256 | 256 | 256 | 180 | n/a
BraTS-MEN-RT-0174-1 | 2 | 57 | M | 0.74219 | 0.74219 | 1 | SIEMENS | Skyra | 3 | Resampled ax spgr | GR | SK | 2000 | 3.95 | 1100 | 10 | 512x512 | 512 | 512 | n/a | n/a
BraTS-MEN-RT-0175-1 | 1 | 30 | M | 0.74219 | 0.74219 | 1 | SIEMENS | MAGNETOM TrioTim | 3 | ax 3dspgr + c | Gradient Echo (GGRE) | Spoiled Gradient-Echo (SP-GR) | 2110 | 2.67 | 1100 | 8 | 512x512 | 512 | 512 | n/a | HEA; HEP (Head and Head-Phase coil elements active)
BraTS-MEN-RT-0176-1 | n/a | 59 | F | 1.0156 | 1.0156 | 2 | Philips Medical Systems | Intera | 1.5 | AX T1 FFE GAD | GR | MP | n/a | n/a | n/a | n/a | 256x256 | 256 | 256 | n/a | n/a
BraTS-MEN-RT-0177-1 | n/a | n/a | n/a | 1.0156 | 1.0156 | 1.5 | n/a | n/a | n/a | n/a | n/a | n/a | n/a | n/a | n/a | n/a | n/a | n/a | n/a | n/a | n/a
BraTS-MEN-RT-0178-1 | 1 | 61 | F | 0.74219 | 0.74219 | 1 | SIEMENS | MAGNETOM TrioTim | 3 | ax 3dspgr + c | Gradient Echo (GGRE) | Spoiled Gradient-Echo (SP-GR) | 2110 | 2.67 | 1100 | 8 | 512x512 | 512 | 512 | n/a | HEA; HEP (Head and Head-Phase coil elements active)
BraTS-MEN-RT-0179-1 | n/a | 54 | F | 0.73864 | 0.73864 | 0.88 | Philips Healthcare | Ingenia | 3 | sT1W_3D_TFE | GR | MP | 7.7459 | 3.531 | n/a | 8 | 320x320 | 352 | 352 | 217 | MULTI COIL
BraTS-MEN-RT-0180-1 | 2 | 78 | F | 0.5 | 0.5 | 2 | GE MEDICAL SYSTEMS | SIGNA Voyager | n/a | n/a | ['GR', 'IR'] | ['SS', 'SP', 'SK'] | n/a | n/a | n/a | n/a | 512x512 | 512 | 512 | n/a | n/a
BraTS-MEN-RT-0181-1 | n/a | 69 | F | 0.37202 | 0.37202 | 1.1 | Philips Medical Systems | Ingenia | 3 | AX T1 FFE GAD | GR | MP | n/a | n/a | n/a | n/a | 672x672 | 672 | 672 | n/a | n/a
BraTS-MEN-RT-0183-1 | 1 | 66 | M | 1.0156 | 1.0156 | 1.5 | n/a | n/a | n/a | n/a | n/a | n/a | n/a | n/a | n/a | n/a | n/a | n/a | n/a | n/a | n/a
BraTS-MEN-RT-0184-1 | 2 | 63 | F | 1.0156 | 1.0156 | 1.5 | n/a | n/a | n/a | n/a | n/a | n/a | n/a | n/a | n/a | n/a | n/a | n/a | n/a | n/a | n/a
BraTS-MEN-RT-0185-1 | 1 | 47 | F | 0.9375 | 0.9375 | 1 | n/a | n/a | n/a | n/a | n/a | n/a | n/a | n/a | n/a | n/a | n/a | n/a | n/a | n/a | n/a
BraTS-MEN-RT-0186-1 | n/a | 66 | M | 0.5078 | 0.5078 | 1.4 | GE MEDICAL SYSTEMS | Signa HDxt | 1.5 | AX SPGR 3D POST | GR | ['SS', 'SP', 'SK'] | 12.26 | 5.124 | 400 | 25 | 192x256 | 512 | 512 | 61.0547 | HEAD
BraTS-MEN-RT-0187-1 | 2 | 58 | F | 1.0156 | 1.0156 | 1.5 | n/a | n/a | n/a | n/a | n/a | n/a | n/a | n/a | n/a | n/a | n/a | n/a | n/a | n/a | n/a
BraTS-MEN-RT-0188-1 | 2 | 54 | M | 0.9375 | 0.9375 | 1 | n/a | n/a | n/a | n/a | n/a | n/a | n/a | n/a | n/a | n/a | n/a | n/a | n/a | n/a | n/a
BraTS-MEN-RT-0189-1 | n/a | 87 | F | 0.5 | 0.5 | 2 | GE MEDICAL SYSTEMS | SIGNA Voyager | 1.5 | n/a | ['GR', 'IR'] | ['SS', 'SP', 'SK'] | n/a | n/a | n/a | n/a | 512x512 | 512 | 512 | n/a | n/a
BraTS-MEN-RT-0190-1 | 2 | 68 | M | 0.5273 | 0.5273 | 1.5 | n/a | n/a | n/a | n/a | n/a | n/a | n/a | n/a | n/a | n/a | n/a | n/a | n/a | n/a | n/a
BraTS-MEN-RT-0191-1 | n/a | 67 | F | 0.73864 | 0.73864 | 1 | Philips Medical Systems | Ingenia | 3 | AX MPR | GR | MP | 7.7457 | 3.53 | n/a | 8 | 320x320 | 352 | 352 | 217 | MULTI COIL
BraTS-MEN-RT-0192-1 | n/a | 78 | F | 1.0156 | 1.0156 | 2 | Philips Medical Systems | Intera | 1.5 | AX T1 FFE GAD | GR | MP | n/a | n/a | n/a | n/a | 256x256 | 256 | 256 | n/a | n/a
BraTS-MEN-RT-0193-1 | n/a | 56 | F | 0.74219 | 0.74219 | 1 | SIEMENS | MAGNETOM TrioTim | 3 | ax 3dspgr + c | Gradient Echo (GGRE) | Spoiled Gradient-Echo (SP-GR) | 2110 | 2.67 | 1100 | 8 | 512x512 | 512 | 512 | n/a | HEA; HEP (Head and Head-Phase coil elements active)
BraTS-MEN-RT-0194-1 | 2 | 73 | M | 0.5078 | 0.5078 | 1.5 | n/a | n/a | n/a | n/a | n/a | n/a | n/a | n/a | n/a | n/a | n/a | n/a | n/a | n/a | n/a
BraTS-MEN-RT-0195-1 | 2 | 52 | M | 1.0156 | 1.0156 | 1.5 | n/a | n/a | n/a | n/a | n/a | n/a | n/a | n/a | n/a | n/a | n/a | n/a | n/a | n/a | n/a
BraTS-MEN-RT-0196-1 | n/a | 61 | F | 0.36932 | 0.36932 | 1.1 | Philips Medical Systems | Ingenia | 3 | AX T1 FFE GAD | GR | MP | n/a | n/a | n/a | n/a | 704x704 | 704 | 704 | n/a | n/a
BraTS-MEN-RT-0197-1 | 1 | 26 | M | 0.5078 | 0.5078 | 1.5 | n/a | n/a | n/a | n/a | n/a | n/a | n/a | n/a | n/a | n/a | n/a | n/a | n/a | n/a | n/a
BraTS-MEN-RT-0198-1 | 3 | 61 | M | 1.0156 | 1.0156 | 1.5 | n/a | n/a | n/a | n/a | n/a | n/a | n/a | n/a | n/a | n/a | n/a | n/a | n/a | n/a | n/a
BraTS-MEN-RT-0199-1 | n/a | 53 | F | 1.0156 | 1.0156 | 2 | Philips Medical Systems | Intera | 1.5 | AX T1 FFE GAD | GR | MP | n/a | n/a | n/a | n/a | 256x256 | 256 | 256 | n/a | n/a
BraTS-MEN-RT-0200-1 | 1 | 44 | F | 1.0156 | 1.0156 | 1.5 | n/a | n/a | n/a | n/a | n/a | n/a | n/a | n/a | n/a | n/a | n/a | n/a | n/a | n/a | n/a
BraTS-MEN-RT-0201-1 | n/a | 43 | F | 0.9375 | 0.9375 | 1 | Philips Medical Systems | Ingenia | 3 | AX T1 1x1x1 FFE 3d GAD | GR | MP | n/a | n/a | n/a | n/a | 288x288 | 288 | 288 | n/a | n/a
BraTS-MEN-RT-0202-1 | n/a | 56 | F | 0.74219 | 0.74219 | 1 | SIEMENS | MAGNETOM TrioTim | 3 | ax 3dspgr + c | Gradient Echo (GGRE) | Spoiled Gradient-Echo (SP-GR) | 2110 | 2.67 | 1100 | 8 | 512x512 | 512 | 512 | n/a | HEA; HEP (Head and Head-Phase coil elements active)
BraTS-MEN-RT-0203-1 | 1 | 54 | F | 0.89844 | 0.89844 | 0.9 | Siemens | MAGNETOM Vida | 3 | T1 MPRAGE AXIAL G | GR | SK | n/a | n/a | n/a | n/a | 256x224 | 256 | 224 | n/a | n/a
BraTS-MEN-RT-0205-1 | 1 | 59 | F | 0.5 | 0.5 | 1.2 | n/a | n/a | n/a | n/a | n/a | n/a | n/a | n/a | n/a | n/a | n/a | n/a | n/a | n/a | n/a
BraTS-MEN-RT-0206-1 | n/a | 58 | M | 1.0156 | 1.0156 | 1.4 | GE MEDICAL SYSTEMS | SIGNA EXCITE | 1.5 | AX T1 3D SPGR WHOLE BRAIN GAD | GR | ['SS', 'SP'] | 23 | 7 | 0 | 35 | 192x256 | 256 | 256 | 97.6562 | HEAD
BraTS-MEN-RT-0207-1 | n/a | 59 | M | 0.37202 | 0.37202 | 1.1 | Philips Medical Systems | Ingenia | 3 | AX T1 FFE GAD | GR | MP | n/a | n/a | n/a | n/a | 672x672 | 672 | 672 | n/a | n/a
BraTS-MEN-RT-0208-1 | 1 | 71 | F | 0.89844 | 0.89844 | 1 | SIEMENS | Prisma_fit | 3 | AX 3D T1 PG MPRAGE | ['GR', 'IR'] | ['SK', 'SP', 'MP', 'OSP'] | 2200 | 2.48 | 900 | 8 | 256x256 | 256 | 256 | 250 | n/a
BraTS-MEN-RT-0209-1 | n/a | n/a | n/a | 0.5273 | 0.5273 | 1.5 | n/a | n/a | n/a | n/a | n/a | n/a | n/a | n/a | n/a | n/a | n/a | n/a | n/a | n/a | n/a
BraTS-MEN-RT-0210-1 | 2 | 26 | M | 1.0156 | 1.0156 | 1.5 | n/a | n/a | n/a | n/a | n/a | n/a | n/a | n/a | n/a | n/a | n/a | n/a | n/a | n/a | n/a
BraTS-MEN-RT-0211-1 | n/a | 52 | F | 0.5078 | 0.5078 | 1.4 | GE MEDICAL SYSTEMS | Signa HDxt | 1.5 | AX SPGR 3D POST | GR | ['SS', 'SP', 'SK'] | 12.26 | 5.124 | 400 | 25 | 192x256 | 512 | 512 | 61.0547 | HEAD
BraTS-MEN-RT-0212-1 | 1 | 54 | F | 0.9375 | 0.9375 | 1 | n/a | n/a | n/a | n/a | n/a | n/a | n/a | n/a | n/a | n/a | n/a | n/a | n/a | n/a | n/a
BraTS-MEN-RT-0213-1 | n/a | 74 | M | 1.0156 | 1.0156 | 2 | Philips Medical Systems | Intera | 1.5 | AX T1 FFE GAD | GR | MP | n/a | n/a | n/a | n/a | 256x256 | 256 | 256 | n/a | n/a
BraTS-MEN-RT-0214-1 | n/a | 62 | M | 0.89844 | 0.89844 | 0.9 | SIEMENS | Prisma_fit | 3 | T1 AX FS G+ | ['GR', 'IR'] | ['SK', 'SP', 'MP', 'OSP'] | n/a | n/a | n/a | n/a | 256x208 | 256 | 208 | n/a | n/a
BraTS-MEN-RT-0215-1 | n/a | 50 | F | 0.36222 | 0.36222 | 1.1 | Philips Medical Systems | Ingenia | 3 | AX T1 FFE GAD | GR | MP | n/a | n/a | n/a | n/a | 704x704 | 704 | 704 | n/a | n/a
BraTS-MEN-RT-0216-1 | 2 | 30 | F | 1.0156 | 1.0156 | 1.5 | n/a | n/a | n/a | n/a | n/a | n/a | n/a | n/a | n/a | n/a | n/a | n/a | n/a | n/a | n/a
BraTS-MEN-RT-0217-1 | n/a | 58 | M | 0.97222 | 0.97222 | 1 | Philips Medical Systems | Ingenia | 3 | AX T1 1x1x1 FFE 3d GAD | GR | MP | n/a | n/a | n/a | n/a | 288x288 | 288 | 288 | n/a | n/a
BraTS-MEN-RT-0219-1 | 1 | 49 | F | 0.9375 | 0.9375 | 1 | n/a | n/a | n/a | n/a | n/a | n/a | n/a | n/a | n/a | n/a | n/a | n/a | n/a | n/a | n/a
BraTS-MEN-RT-0220-1 | n/a | 72 | F | 0.5078 | 0.5078 | 1.4 | GE MEDICAL SYSTEMS | Signa HDxt | 1.5 | AX SPGR 3D POST | GR | ['SS', 'SP', 'SK'] | 12.26 | 5.124 | 400 | 25 | 192x256 | 512 | 512 | 61.0547 | HEAD
BraTS-MEN-RT-0221-1 | n/a | 57 | M | 0.35156 | 0.35156 | 1.1 | Philips Medical Systems | Ingenia | 3 | AX T1 FFE GAD | GR | MP | n/a | n/a | n/a | n/a | 768x768 | 768 | 768 | n/a | n/a
BraTS-MEN-RT-0222-1 | 1 | 57 | M | 1.0156 | 1.0156 | 1.5 | n/a | n/a | n/a | n/a | n/a | n/a | n/a | n/a | n/a | n/a | n/a | n/a | n/a | n/a | n/a
BraTS-MEN-RT-0223-1 | n/a | 68 | F | 0.5078 | 0.5078 | 1.4 | GE MEDICAL SYSTEMS | Signa HDxt | 1.5 | AX SPGR 3D POST | GR | ['SS', 'SP', 'SK'] | 22.148 | 5.124 | 0 | 25 | 192x256 | 512 | 512 | 61.0547 | HEAD
BraTS-MEN-RT-0224-1 | n/a | 82 | M | 0.36222 | 0.36222 | 1.1 | Philips Medical Systems | Ingenia | 3 | AX T1 FFE GAD | GR | MP | n/a | n/a | n/a | n/a | 704x704 | 704 | 704 | n/a | n/a
BraTS-MEN-RT-0225-1 | n/a | 69 | M | 1.0156 | 1.0156 | 2 | Philips Medical Systems | Intera | 1.5 | AX T1 FFE GAD | GR | MP | n/a | n/a | n/a | n/a | 256x256 | 256 | 256 | n/a | n/a
BraTS-MEN-RT-0226-1 | 1 | 67 | F | 0.9766 | 0.9766 | 1 | n/a | n/a | n/a | n/a | n/a | n/a | n/a | n/a | n/a | n/a | n/a | n/a | n/a | n/a | n/a
BraTS-MEN-RT-0227-1 | n/a | 41 | F | 1.0156 | 1.0156 | 1.4 | GE MEDICAL SYSTEMS | SIGNA EXCITE | 1.5 | WHOLE BRAIN SPGR POST | GR | ['SS', 'SP'] | 23 | 7 | 0 | 35 | 192x256 | 256 | 256 | 97.6562 | HEAD
BraTS-MEN-RT-0228-1 | 2 | 69 | M | 0.9766 | 0.9766 | 1 | n/a | n/a | n/a | n/a | n/a | n/a | n/a | n/a | n/a | n/a | n/a | n/a | n/a | n/a | n/a
BraTS-MEN-RT-0229-1 | 2 | 46 | M | 1.0156 | 1.0156 | 1.5 | n/a | n/a | n/a | n/a | n/a | n/a | n/a | n/a | n/a | n/a | n/a | n/a | n/a | n/a | n/a
BraTS-MEN-RT-0230-1 | 2 | 70 | M | 0.74219 | 0.74219 | 1 | SIEMENS | MAGNETOM TrioTim | 3 | ax 3dspgr + c | Gradient Echo (GGRE) | Spoiled Gradient-Echo (SP-GR) | 2110 | 2.67 | 1100 | 8 | 512x512 | 512 | 512 | n/a | HEA; HEP (Head and Head-Phase coil elements active)
BraTS-MEN-RT-0231-1 | 1 | 33 | F | 0.9375 | 0.9375 | 1 | n/a | n/a | n/a | n/a | n/a | n/a | n/a | n/a | n/a | n/a | n/a | n/a | n/a | n/a | n/a
BraTS-MEN-RT-0232-1 | 1 | 69 | F | 0.74219 | 0.74219 | 1 | SIEMENS | MAGNETOM TrioTim | 3 | ax 3dspgr + c | Gradient Echo (GGRE) | Spoiled Gradient-Echo (SP-GR) | 2110 | 2.67 | 1100 | 8 | 512x512 | 512 | 512 | n/a | HEA; HEP (Head and Head-Phase coil elements active)
BraTS-MEN-RT-0233-1 | n/a | 73 | F | 0.36932 | 0.36932 | 1.1 | Philips Medical Systems | Ingenia | 3 | AX T1 FFE GAD | GR | MP | n/a | n/a | n/a | n/a | 704x704 | 704 | 704 | n/a | n/a
BraTS-MEN-RT-0234-1 | 1 | 72 | F | 0.5078 | 0.5078 | 1.4 | GE MEDICAL SYSTEMS | Signa HDxt | 1.5 | AX SPGR 3D POST | GR | ['SS', 'SP', 'SK'] | 12.26 | 5.124 | 400 | 25 | 192x256 | 512 | 512 | 61.0547 | HEAD
BraTS-MEN-RT-0235-1 | n/a | 58 | F | 0.5078 | 0.5078 | 1.4 | GE MEDICAL SYSTEMS | Signa HDxt | 1.5 | AX SPGR 3D POST | GR | ['SS', 'SP', 'SK'] | 12.26 | 5.124 | 400 | 25 | 192x256 | 512 | 512 | 61.0547 | HEAD
BraTS-MEN-RT-0236-1 | 1 | 47 | F | 0.5078 | 0.5078 | 1.4 | GE MEDICAL SYSTEMS | Signa HDxt | 1.5 | AX SPGR 3D POST | GR | ['SS', 'SP', 'SK'] | 12.26 | 5.124 | 400 | 25 | 192x256 | 512 | 512 | 61.0547 | HEAD
BraTS-MEN-RT-0237-1 | 1 | 38 | F | 0.74219 | 0.74219 | 1 | SIEMENS | Skyra | 3 | Resampled ax spgr +c | GR | SK | 2110 | 3.95 | 1100 | 10 | 512x512 | 512 | 512 | n/a | n/a
BraTS-MEN-RT-0238-1 | 1 | 75 | F | 0.74219 | 0.74219 | 1 | SIEMENS | Skyra | 3 | Resampled ax spgr | GR | SK | 2110 | 3.95 | 1100 | 10 | 512x512 | 512 | 512 | n/a | n/a
BraTS-MEN-RT-0241-1 | n/a | 66 | F | 0.36932 | 0.36932 | 1.1 | Philips Medical Systems | Ingenia | 3 | AX T1 FFE GAD | GR | MP | n/a | n/a | n/a | n/a | 704x704 | 704 | 704 | n/a | n/a
BraTS-MEN-RT-0242-1 | n/a | 63 | M | 1.0156 | 1.0156 | 2 | Philips Medical Systems | Intera | 1.5 | AX T1 FFE GAD | GR | MP | n/a | n/a | n/a | n/a | 256x256 | 256 | 256 | n/a | n/a
BraTS-MEN-RT-0245-1 | n/a | 28 | F | 0.5078 | 0.5078 | 1.4 | GE MEDICAL SYSTEMS | Signa HDxt | 1.5 | AX SPGR 3D POST | GR | ['SS', 'SP', 'SK'] | 12.26 | 5.124 | 400 | 25 | 192x256 | 512 | 512 | 61.0547 | HEAD
BraTS-MEN-RT-0246-1 | n/a | 48 | F | 0.4688 | 0.4688 | 1 | GE MEDICAL SYSTEMS | Signa HDxt | n/a | n/a | GR | ['SS', 'SP', 'SK'] | n/a | n/a | n/a | n/a | 512x512 | 512 | 512 | n/a | n/a
BraTS-MEN-RT-0247-1 | n/a | n/a | n/a | 1.0156 | 1.0156 | 1.5 | n/a | n/a | n/a | n/a | n/a | n/a | n/a | n/a | n/a | n/a | n/a | n/a | n/a | n/a | n/a
BraTS-MEN-RT-0249-1 | 1 | 45 | M | 0.9375 | 0.9375 | 1 | n/a | n/a | n/a | n/a | n/a | n/a | n/a | n/a | n/a | n/a | n/a | n/a | n/a | n/a | n/a
BraTS-MEN-RT-0250-1 | n/a | n/a | n/a | 1.0156 | 1.0156 | 1.5 | n/a | n/a | n/a | n/a | n/a | n/a | n/a | n/a | n/a | n/a | n/a | n/a | n/a | n/a | n/a
BraTS-MEN-RT-0251-1 | n/a | 81 | F | 0.48828 | 0.48828 | 1.1 | Philips Medical Systems | Ingenia | 3 | AX T1 FFE GAD | GR | MP | n/a | n/a | n/a | n/a | 512x512 | 512 | 512 | n/a | n/a
BraTS-MEN-RT-0252-1 | 1 | 38 | F | 0.5078 | 0.5078 | 1.4 | GE MEDICAL SYSTEMS | Signa HDxt | 1.5 | AX SPGR 3D POST | GR | ['SS', 'SP', 'SK'] | 12.26 | 5.124 | 400 | 25 | 192x256 | 512 | 512 | 61.0547 | HEAD
BraTS-MEN-RT-0254-1 | 1 | 47 | F | 1.0156 | 1.0156 | 1 | SIEMENS | TrioTim | 3 | AX T1 3D MPRAGE PG (do not adjust FOV or matrix) | ['GR', 'IR'] | ['SP', 'MP', 'OSP'] | 1750 | 3.37 | 900 | 9 | 256x256 | 256 | 256 | 179 | n/a
BraTS-MEN-RT-0255-1 | n/a | 74 | F | 0.48828 | 0.48828 | 1.1 | n/a | n/a | n/a | AX T1 FFE GAD | n/a | n/a | n/a | n/a | n/a | n/a | n/a | n/a | n/a | n/a | n/a
BraTS-MEN-RT-0256-1 | 2 | 63 | F | 0.37202 | 0.37202 | 1.1 | Philips Medical Systems | Ingenia | 3 | AX T1 FFE GAD | GR | MP | n/a | n/a | n/a | n/a | 672x672 | 672 | 672 | n/a | n/a
BraTS-MEN-RT-0257-1 | n/a | 60 | M | 0.74219 | 0.74219 | 1 | SIEMENS | Skyra | 3 | Aligned ax spgr +c | GR | SK | 2110 | 3.95 | 1100 | 10 | 512x512 | 512 | 512 | n/a | n/a
BraTS-MEN-RT-0258-1 | 2 | 63 | F | 1.0156 | 1.0156 | 1.5 | n/a | n/a | n/a | n/a | n/a | n/a | n/a | n/a | n/a | n/a | n/a | n/a | n/a | n/a | n/a
BraTS-MEN-RT-0260-1 | 1 | 56 | M | 1.0547 | 1.0547 | 1 | n/a | n/a | n/a | n/a | n/a | n/a | n/a | n/a | n/a | n/a | n/a | n/a | n/a | n/a | n/a
BraTS-MEN-RT-0261-1 | 1 | 71 | M | 0.9375 | 0.9375 | 1 | n/a | n/a | n/a | n/a | n/a | n/a | n/a | n/a | n/a | n/a | n/a | n/a | n/a | n/a | n/a
BraTS-MEN-RT-0262-1 | 1 | 68 | F | 0.9375 | 0.9375 | 1 | n/a | n/a | n/a | n/a | n/a | n/a | n/a | n/a | n/a | n/a | n/a | n/a | n/a | n/a | n/a
BraTS-MEN-RT-0263-1 | n/a | 71 | M | 1.0156 | 1.0156 | 2 | Philips Medical Systems | Intera | 1.5 | AX T1 FFE GAD | GR | MP | n/a | n/a | n/a | n/a | 256x256 | 256 | 256 | n/a | n/a
BraTS-MEN-RT-0264-1 | n/a | 49 | F | 0.37202 | 0.37202 | 1.1 | Philips Medical Systems | Ingenia | 3 | AX T1 FFE GAD | GR | MP | n/a | n/a | n/a | n/a | 672x672 | 672 | 672 | n/a | n/a
BraTS-MEN-RT-0265-2 | 1 | 75 | M | 0.74219 | 0.74219 | 0.99222 | GE MEDICAL SYSTEMS | Optima MR450w | 1.5 | Resampled ax spgr +c | GR | SS | 8.004 | 2.512 | 400 | 14 | 512x512 | 512 | 512 | n/a | n/a
BraTS-MEN-RT-0267-1 | 1 | 53 | M | 0.97222 | 0.97222 | 1 | Philips Medical Systems | Ingenia | 3 | AX T1 1x1x1 FFE 3d GAD | GR | MP | n/a | n/a | n/a | n/a | 288x288 | 288 | 288 | n/a | n/a
BraTS-MEN-RT-0268-1 | n/a | 62 | F | 0.37202 | 0.37202 | 1.1 | Philips Medical Systems | Ingenia | 3 | AX T1 FFE GAD | GR | MP | n/a | n/a | n/a | n/a | 672x672 | 672 | 672 | n/a | n/a
BraTS-MEN-RT-0270-1 | 1 | 63 | M | 0.74219 | 0.74219 | 1 | SIEMENS | Skyra | 3 | Resampled ax spgr +c | GR | SK | 2110 | 3.95 | 1100 | 10 | 512x512 | 512 | 512 | n/a | n/a
BraTS-MEN-RT-0271-1 | 1 | 65 | F | 0.9375 | 0.9375 | 1 | n/a | n/a | n/a | n/a | n/a | n/a | n/a | n/a | n/a | n/a | n/a | n/a | n/a | n/a | n/a
BraTS-MEN-RT-0273-1 | n/a | 63 | M | 1.0156 | 1.0156 | 1.4 | GE MEDICAL SYSTEMS | SIGNA EXCITE | 1.5 | WHOLE BRAIN SPGR (METS) POST | GR | ['SS', 'SP'] | 23 | 7 | 0 | 35 | 192x256 | 256 | 256 | 97.6562 | HEAD
BraTS-MEN-RT-0274-1 | 1 | 66 | M | 0.9766 | 0.9766 | 1 | n/a | n/a | n/a | n/a | n/a | n/a | n/a | n/a | n/a | n/a | n/a | n/a | n/a | n/a | n/a
BraTS-MEN-RT-0275-1 | n/a | 68 | F | 0.36222 | 0.36222 | 1.1 | Philips Medical Systems | Ingenia | 3 | AX T1 FFE GAD | GR | MP | n/a | n/a | n/a | n/a | 704x704 | 704 | 704 | n/a | n/a
BraTS-MEN-RT-0276-1 | n/a | 76 | M | 1.0156 | 1.0156 | 2 | Philips Medical Systems | Intera | 1.5 | AX T1 FFE GAD | GR | MP | n/a | n/a | n/a | n/a | 256x256 | 256 | 256 | n/a | n/a
BraTS-MEN-RT-0279-1 | n/a | 52 | M | 1.0156 | 1.0156 | 2 | Philips Medical Systems | Intera | 1.5 | AX T1 FFE GAD | GR | MP | n/a | n/a | n/a | n/a | 256x256 | 256 | 256 | n/a | n/a
BraTS-MEN-RT-0280-1 | n/a | 76 | M | 0.4883 | 0.4883 | 1.2 | GE MEDICAL SYSTEMS | Signa HDxt | 1.5 | AX SPGR 3D POST | GR | ['SS', 'SP', 'SK'] | 7.648 | 2.84 | 450 | 12 | 224x224 | 512 | 512 | 122.07 | 8HRBRAIN
BraTS-MEN-RT-0281-1 | 1 | 53 | F | 1.0156 | 1.0156 | 1.5 | n/a | n/a | n/a | n/a | n/a | n/a | n/a | n/a | n/a | n/a | n/a | n/a | n/a | n/a | n/a
BraTS-MEN-RT-0282-1 | 1 | 45 | F | 0.4883 | 0.4883 | 1 | GE MEDICAL SYSTEMS | Signa HDxt | n/a | n/a | GR | ['SS', 'SP', 'SK'] | n/a | n/a | n/a | n/a | 512x512 | 512 | 512 | n/a | n/a
BraTS-MEN-RT-0283-1 | n/a | 57 | F | 0.83333 | 0.83333 | 1 | Philips Medical Systems | Ingenia | 3 | AX T1 1x1x1 FFE 3d GAD | GR | MP | n/a | n/a | n/a | n/a | 288x288 | 288 | 288 | n/a | n/a
BraTS-MEN-RT-0284-1 | n/a | n/a | n/a | 1.0156 | 1.0156 | 1.5 | n/a | n/a | n/a | n/a | n/a | n/a | n/a | n/a | n/a | n/a | n/a | n/a | n/a | n/a | n/a
BraTS-MEN-RT-0285-1 | n/a | 68 | F | 0.78125 | 0.78125 | 1 | Philips Medical Systems | Ingenia | 3 | AX T1 1x1x1 FFE 3d GAD | GR | MP | n/a | n/a | n/a | n/a | 320x320 | 320 | 320 | n/a | n/a
BraTS-MEN-RT-0286-1 | n/a | 66 | F | 1.0156 | 1.0156 | 2 | Philips Medical Systems | Intera | 1.5 | AX T1 FFE GAD | GR | MP | n/a | n/a | n/a | n/a | 256x256 | 256 | 256 | n/a | n/a
BraTS-MEN-RT-0287-1 | n/a | n/a | n/a | 1.0156 | 1.0156 | 1.5 | n/a | n/a | n/a | n/a | n/a | n/a | n/a | n/a | n/a | n/a | n/a | n/a | n/a | n/a | n/a
BraTS-MEN-RT-0288-1 | 1 | 60 | F | 0.9375 | 0.9375 | 1 | n/a | n/a | n/a | n/a | n/a | n/a | n/a | n/a | n/a | n/a | n/a | n/a | n/a | n/a | n/a
BraTS-MEN-RT-0289-1 | n/a | 87 | F | 0.37202 | 0.37202 | 1.1 | Philips Medical Systems | Ingenia | 3 | AX T1 FFE GAD | GR | MP | n/a | n/a | n/a | n/a | 672x672 | 672 | 672 | n/a | n/a
BraTS-MEN-RT-0290-1 | n/a | 48 | F | 0.83333 | 0.83333 | 1 | Philips Medical Systems | Ingenia | 3 | AX T1 1x1x1 FFE 3d GAD | GR | MP | n/a | n/a | n/a | n/a | 288x288 | 288 | 288 | n/a | n/a
BraTS-MEN-RT-0291-1 | n/a | 73 | F | 0.5078 | 0.5078 | 1.4 | GE MEDICAL SYSTEMS | Signa HDxt | 1.5 | AX SPGR 3D fatsat POST | GR | ['SS', 'SP', 'SK'] | 20.608 | 4.364 | 0 | 25 | 192x256 | 512 | 512 | 75.1172 | HEAD
BraTS-MEN-RT-0292-1 | 1 | 62 | M | 1.0156 | 1.0156 | 1 | n/a | n/a | n/a | n/a | n/a | n/a | n/a | n/a | n/a | n/a | n/a | n/a | n/a | n/a | n/a
BraTS-MEN-RT-0293-1 | 1 | 70 | F | 0.9375 | 0.9375 | 1 | n/a | n/a | n/a | n/a | n/a | n/a | n/a | n/a | n/a | n/a | n/a | n/a | n/a | n/a | n/a
BraTS-MEN-RT-0294-1 | 1 | 82 | F | 0.9375 | 0.9375 | 1 | n/a | n/a | n/a | n/a | n/a | n/a | n/a | n/a | n/a | n/a | n/a | n/a | n/a | n/a | n/a
BraTS-MEN-RT-0295-1 | 1 | 53 | F | 0.9375 | 0.9375 | 1 | n/a | n/a | n/a | n/a | n/a | n/a | n/a | n/a | n/a | n/a | n/a | n/a | n/a | n/a | n/a
BraTS-MEN-RT-0296-1 | 1 | 44 | M | 0.74219 | 0.74219 | 1 | SIEMENS | Skyra | 3 | Aligned ax spgr | GR | SK | 2110 | 3.95 | 1100 | 10 | 512x512 | 512 | 512 | n/a | n/a
BraTS-MEN-RT-0297-1 | 2 | 38 | M | 1.0156 | 1.0156 | 1.5 | n/a | n/a | n/a | n/a | n/a | n/a | n/a | n/a | n/a | n/a | n/a | n/a | n/a | n/a | n/a
BraTS-MEN-RT-0298-1 | n/a | 62 | M | 0.74219 | 0.74219 | 0.98571 | SIEMENS | MAGNETOM TrioTim | 3 | ax 3dspgr + c | Gradient Echo (GGRE) | Spoiled Gradient-Echo (SP-GR) | 2110 | 2.67 | 1100 | 8 | 512x512 | 512 | 512 | n/a | HEA; HEP (Head and Head-Phase coil elements active)
BraTS-MEN-RT-0299-1 | n/a | 50 | F | 0.4688 | 0.4688 | 0.99963 | GE MEDICAL SYSTEMS | Optima MR450w | 1.5 | n/a | GR | ['SS', 'SP', 'SK'] | n/a | n/a | n/a | n/a | 512x512 | 512 | 512 | n/a | n/a
BraTS-MEN-RT-0300-1 | 1 | 39 | F | 1.0156 | 1.0156 | 1.5 | n/a | n/a | n/a | n/a | n/a | n/a | n/a | n/a | n/a | n/a | n/a | n/a | n/a | n/a | n/a
BraTS-MEN-RT-0301-1 | 2 | 79 | F | 0.5078 | 0.5078 | 1.5 | n/a | n/a | n/a | n/a | n/a | n/a | n/a | n/a | n/a | n/a | n/a | n/a | n/a | n/a | n/a
BraTS-MEN-RT-0302-1 | n/a | 67 | M | 0.84375 | 0.84375 | 1 | Philips Medical Systems | Ingenia | 3 | AX T1 1x1x1 FFE 3d GAD | GR | MP | n/a | n/a | n/a | n/a | 320x320 | 320 | 320 | n/a | n/a
BraTS-MEN-RT-0303-1 | n/a | 79 | M | 0.78125 | 0.78125 | 1.25 | SIEMENS | Skyra | 3 | Resampled ax 3dspgr | GR | SK | 2110 | 2.95 | 1100 | 8 | 512x512 | 512 | 512 | n/a | n/a
BraTS-MEN-RT-0304-1 | n/a | n/a | n/a | 1.0156 | 1.0156 | 1.5 | n/a | n/a | n/a | n/a | n/a | n/a | n/a | n/a | n/a | n/a | n/a | n/a | n/a | n/a | n/a
BraTS-MEN-RT-0305-1 | 2 | 76 | M | 1.0156 | 1.0156 | 1.5 | n/a | n/a | n/a | n/a | n/a | n/a | n/a | n/a | n/a | n/a | n/a | n/a | n/a | n/a | n/a
BraTS-MEN-RT-0306-1 | 1 | 43 | F | 1.0156 | 1.0156 | 1.5 | n/a | n/a | n/a | n/a | n/a | n/a | n/a | n/a | n/a | n/a | n/a | n/a | n/a | n/a | n/a
BraTS-MEN-RT-0308-1 | 1 | 69 | F | 0.9375 | 0.9375 | 1 | n/a | n/a | n/a | n/a | n/a | n/a | n/a | n/a | n/a | n/a | n/a | n/a | n/a | n/a | n/a
BraTS-MEN-RT-0309-1 | n/a | 48 | F | 0.33854 | 0.33854 | 1.1 | Philips Medical Systems | Ingenia | 3 | AX T1 FFE GAD | GR | MP | n/a | n/a | n/a | n/a | 768x768 | 768 | 768 | n/a | n/a
BraTS-MEN-RT-0310-1 | n/a | 59 | F | 1.0156 | 1.0156 | 2 | Philips Medical Systems | Intera | 1.5 | AX T1 FFE GAD | GR | MP | n/a | n/a | n/a | n/a | 256x256 | 256 | 256 | n/a | n/a
BraTS-MEN-RT-0311-1 | 1 | 74 | F | 0.9375 | 0.9375 | 1 | n/a | n/a | n/a | n/a | n/a | n/a | n/a | n/a | n/a | n/a | n/a | n/a | n/a | n/a | n/a
BraTS-MEN-RT-0312-1 | n/a | 43 | F | 0.37202 | 0.37202 | 1.1 | Philips Medical Systems | Ingenia | 3 | AX T1 FFE GAD | GR | MP | n/a | n/a | n/a | n/a | 672x672 | 672 | 672 | n/a | n/a
BraTS-MEN-RT-0313-1 | n/a | 70 | M | 1.0156 | 1.0156 | 2 | Philips Medical Systems | Intera | 1.5 | AX T1 FFE GAD | GR | MP | n/a | n/a | n/a | n/a | 256x256 | 256 | 256 | n/a | n/a
BraTS-MEN-RT-0314-1 | 1 | 66 | F | 1.0156 | 1.0156 | 1.5 | n/a | n/a | n/a | n/a | n/a | n/a | n/a | n/a | n/a | n/a | n/a | n/a | n/a | n/a | n/a
BraTS-MEN-RT-0315-1 | n/a | 85 | M | 0.33854 | 0.33854 | 1.1 | Philips Medical Systems | Ingenia | 3 | AX T1 FFE GAD | GR | MP | n/a | n/a | n/a | n/a | 768x768 | 768 | 768 | n/a | n/a
BraTS-MEN-RT-0316-1 | n/a | 42 | M | 1.0156 | 1.0156 | 1.4 | GE MEDICAL SYSTEMS | SIGNA EXCITE | 1.5 | WHOLE BRAIN SPGR POST | GR | ['SS', 'SP'] | 23 | 7 | 0 | 35 | 192x256 | 256 | 256 | 97.6562 | HEAD
BraTS-MEN-RT-0317-1 | n/a | 50 | F | 1.0156 | 1.0156 | 2 | Philips Medical Systems | Intera | 1.5 | AX T1 FFE GAD | GR | MP | n/a | n/a | n/a | n/a | 256x256 | 256 | 256 | n/a | n/a
BraTS-MEN-RT-0318-1 | n/a | 73 | F | 0.37202 | 0.37202 | 1.1 | Philips Medical Systems | Ingenia | 3 | AX T1 FFE GAD | GR | MP | n/a | n/a | n/a | n/a | 672x672 | 672 | 672 | n/a | n/a
BraTS-MEN-RT-0319-1 | 1 | 70 | F | 1.0156 | 1.0156 | 1.5 | n/a | n/a | n/a | n/a | n/a | n/a | n/a | n/a | n/a | n/a | n/a | n/a | n/a | n/a | n/a
BraTS-MEN-RT-0320-1 | n/a | 74 | F | 0.74219 | 0.74219 | 1 | SIEMENS | MAGNETOM TrioTim | 3 | ax 3dspgr + c | Gradient Echo (GGRE) | Spoiled Gradient-Echo (SP-GR) | 2110 | 2.67 | 1100 | 8 | 512x512 | 512 | 512 | n/a | HEA; HEP (Head and Head-Phase coil elements active)
BraTS-MEN-RT-0321-1 | 1 | 32 | F | 0.74219 | 0.74219 | 0.99202 | SIEMENS | Skyra | 3 | Resampled ax 3dspgr +c | GR | SK | 2110 | 2.95 | 1100 | 8 | 512x512 | 512 | 512 | n/a | n/a
BraTS-MEN-RT-0322-1 | 1 | 54 | F | 0.9375 | 0.9375 | 1 | n/a | n/a | n/a | n/a | n/a | n/a | n/a | n/a | n/a | n/a | n/a | n/a | n/a | n/a | n/a
BraTS-MEN-RT-0323-1 | n/a | 60 | F | 1.0156 | 1.0156 | 2 | Philips Medical Systems | Intera | 1.5 | AX T1 FFE GAD | GR | MP | n/a | n/a | n/a | n/a | 256x256 | 256 | 256 | n/a | n/a
BraTS-MEN-RT-0325-1 | n/a | 71 | F | 1.0156 | 1.0156 | 1 | SIEMENS | TrioTim | 3 | AX T1 3D MPRAGE (GAD) | ['GR', 'IR'] | ['SP', 'MP', 'OSP'] | 1750 | 3.37 | 900 | 9 | 256x256 | 256 | 256 | 179 | n/a
BraTS-MEN-RT-0326-1 | 1 | 62 | M | 0.9375 | 0.9375 | 1 | n/a | n/a | n/a | n/a | n/a | n/a | n/a | n/a | n/a | n/a | n/a | n/a | n/a | n/a | n/a
BraTS-MEN-RT-0327-1 | 2 | 65 | F | 0.5195 | 0.5195 | 1.5 | n/a | n/a | n/a | n/a | n/a | n/a | n/a | n/a | n/a | n/a | n/a | n/a | n/a | n/a | n/a
BraTS-MEN-RT-0328-1 | n/a | n/a | n/a | 1.0547 | 1.0547 | 1.5 | n/a | n/a | n/a | n/a | n/a | n/a | n/a | n/a | n/a | n/a | n/a | n/a | n/a | n/a | n/a
BraTS-MEN-RT-0329-1 | n/a | 75 | F | 0.5078 | 0.5078 | 1.4 | GE MEDICAL SYSTEMS | Signa HDxt | 1.5 | AX SPGR 3D POST | GR | ['SS', 'SP', 'SK'] | 12.26 | 5.124 | 400 | 25 | 192x256 | 512 | 512 | 61.0547 | HEAD
BraTS-MEN-RT-0330-1 | 1 | 51 | F | 0.9375 | 0.9375 | 1 | n/a | n/a | n/a | n/a | n/a | n/a | n/a | n/a | n/a | n/a | n/a | n/a | n/a | n/a | n/a
BraTS-MEN-RT-0331-1 | n/a | 72 | M | 1.0156 | 1.0156 | 2 | Philips Medical Systems | Intera | 1.5 | AX T1 FFE GAD | GR | MP | n/a | n/a | n/a | n/a | 256x256 | 256 | 256 | n/a | n/a
BraTS-MEN-RT-0332-1 | n/a | 71 | F | 0.33854 | 0.33854 | 1.1 | Philips Medical Systems | Ingenia | 3 | AX T1 FFE GAD | GR | MP | n/a | n/a | n/a | n/a | 768x768 | 768 | 768 | n/a | n/a
BraTS-MEN-RT-0334-1 | n/a | 68 | M | 1.0156 | 1.0156 | 1 | SIEMENS | TrioTim | 3 | AX T1 3D MPRAGE PG (do not adjust FOV or matrix) | ['GR', 'IR'] | ['SP', 'MP', 'OSP'] | 1750 | 3.37 | 900 | 9 | 256x256 | 256 | 256 | 179 | n/a
BraTS-MEN-RT-0335-1 | n/a | 53 | F | 1.0156 | 1.0156 | 1.4 | GE MEDICAL SYSTEMS | SIGNA EXCITE | 1.5 | WHOLE BRAIN SPGR POST | GR | ['SS', 'SP'] | 23 | 7 | 0 | 35 | 192x256 | 256 | 256 | 97.6562 | HEAD
BraTS-MEN-RT-0336-1 | n/a | 90 | F | 1.0156 | 1.0156 | 2 | Philips Medical Systems | Intera | 1.5 | AX T1 FFE GAD | GR | MP | n/a | n/a | n/a | n/a | 256x256 | 256 | 256 | n/a | n/a
BraTS-MEN-RT-0337-1 | 2 | 67 | M | 0.5078 | 0.5078 | 1.4 | GE MEDICAL SYSTEMS | Signa HDxt | 1.5 | AX SPGR 3D POST | GR | ['SS', 'SP', 'SK'] | 12.26 | 5.124 | 400 | 25 | 192x256 | 512 | 512 | 61.0547 | HEAD
BraTS-MEN-RT-0338-1 | 1 | 51 | F | 0.5078 | 0.5078 | 1.4 | GE MEDICAL SYSTEMS | Signa HDxt | 1.5 | AX SPGR 3D POST | GR | ['SS', 'SP', 'SK'] | 12.26 | 5.124 | 400 | 25 | 192x256 | 512 | 512 | 61.0547 | HEAD
BraTS-MEN-RT-0339-1 | n/a | 82 | M | 0.37202 | 0.37202 | 1.1 | Philips Medical Systems | Ingenia | 3 | AX T1 FFE GAD | GR | MP | n/a | n/a | n/a | n/a | 672x672 | 672 | 672 | n/a | n/a
BraTS-MEN-RT-0340-1 | 2 | 78 | F | 0.5 | 0.5 | 1 | GE MEDICAL SYSTEMS | DISCOVERY MR750 | 3 | n/a | GR | ['SS', 'SK'] | 7.824 | 3.072 | 450 | 12 | 512x512 | 512 | 512 | 162.773 | HNS Head
BraTS-MEN-RT-0341-1 | n/a | 48 | F | 1.0156 | 1.0156 | 1 | SIEMENS | TrioTim | 3 | AX T1 3D MPRAGE PG (do not adjust FOV or matrix) | ['GR', 'IR'] | ['SP', 'MP', 'OSP'] | 1750 | 3.37 | 900 | 9 | 256x256 | 256 | 256 | 179 | n/a
BraTS-MEN-RT-0342-1 | 2 | 64 | F | 0.9375 | 0.9375 | 1 | n/a | n/a | n/a | n/a | n/a | n/a | n/a | n/a | n/a | n/a | n/a | n/a | n/a | n/a | n/a
BraTS-MEN-RT-0343-1 | n/a | n/a | n/a | 1.0156 | 1.0156 | 1.5 | n/a | n/a | n/a | n/a | n/a | n/a | n/a | n/a | n/a | n/a | n/a | n/a | n/a | n/a | n/a
BraTS-MEN-RT-0344-1 | n/a | 54 | M | 1.0156 | 1.0156 | 1.4 | GE MEDICAL SYSTEMS | SIGNA EXCITE | 1.5 | WHOLE BRAIN SPGR (METS) POST | GR | ['SS', 'SP'] | 23 | 7 | 0 | 35 | 192x256 | 256 | 256 | 97.6562 | HEAD
BraTS-MEN-RT-0345-1 | 2 | 65 | F | 1.0156 | 1.0156 | 1.5 | n/a | n/a | n/a | n/a | n/a | n/a | n/a | n/a | n/a | n/a | n/a | n/a | n/a | n/a | n/a
BraTS-MEN-RT-0347-1 | 1 | 50 | F | 0.74219 | 0.74219 | 1 | SIEMENS | Skyra | 3 | Resampled ax spgr +c | GR | SK | 2110 | 3.95 | 1100 | 10 | 512x512 | 512 | 512 | n/a | n/a
BraTS-MEN-RT-0348-1 | 1 | 64 | F | 1.0156 | 1.0156 | 1.5 | n/a | n/a | n/a | n/a | n/a | n/a | n/a | n/a | n/a | n/a | n/a | n/a | n/a | n/a | n/a
BraTS-MEN-RT-0349-1 | 1 | 80 | M | 0.74219 | 0.74219 | 1 | SIEMENS | MAGNETOM TrioTim | 3 | ax 3dspgr + c | Gradient Echo (GGRE) | Spoiled Gradient-Echo (SP-GR) | 2110 | 2.67 | 1100 | 8 | 512x512 | 512 | 512 | n/a | HEA; HEP (Head and Head-Phase coil elements active)
BraTS-MEN-RT-0350-1 | n/a | 53 | F | 0.97656 | 0.97656 | 1.2 | Philips Medical Systems | Achieva | 1.5 | AX 3D T1 SPGR(POST GAD)( | GR | SP | 25 | 2.011 | n/a | 30 | 252x250 | 256 | 256 | 190 | SENSE-Head-8
BraTS-MEN-RT-0351-1 | n/a | 59 | F | 0.5078 | 0.5078 | 1.4 | GE MEDICAL SYSTEMS | Signa HDxt | 1.5 | AX SPGR 3D POST | GR | ['SS', 'SP', 'SK'] | 12.26 | 5.124 | 400 | 25 | 192x256 | 512 | 512 | 61.0547 | HEAD
BraTS-MEN-RT-0354-1 | 2 | 54 | M | 0.5078 | 0.5078 | 1.4 | GE MEDICAL SYSTEMS | Signa HDxt | 1.5 | AX SPGR 3D POST | GR | ['SS', 'SP', 'SK'] | 12.516 | 5.256 | 400 | 25 | 192x256 | 512 | 512 | 61.0547 | HEAD
BraTS-MEN-RT-0355-1 | 3 | 33 | F | 1.0156 | 1.0156 | 1.5 | n/a | n/a | n/a | n/a | n/a | n/a | n/a | n/a | n/a | n/a | n/a | n/a | n/a | n/a | n/a
BraTS-MEN-RT-0356-1 | n/a | n/a | n/a | 1.0156 | 1.0156 | 1.5 | n/a | n/a | n/a | n/a | n/a | n/a | n/a | n/a | n/a | n/a | n/a | n/a | n/a | n/a | n/a
BraTS-MEN-RT-0358-1 | 1 | 33 | M | 1.0156 | 1.0156 | 1.5 | n/a | n/a | n/a | n/a | n/a | n/a | n/a | n/a | n/a | n/a | n/a | n/a | n/a | n/a | n/a
BraTS-MEN-RT-0359-1 | n/a | 56 | F | 0.36932 | 0.36932 | 1.1 | Philips Medical Systems | Ingenia | 3 | AX T1 FFE GAD | GR | MP | n/a | n/a | n/a | n/a | 704x704 | 704 | 704 | n/a | n/a
BraTS-MEN-RT-0360-1 | n/a | 46 | F | 0.37202 | 0.37202 | 1.1 | Philips Medical Systems | Ingenia | 3 | AX T1 FFE GAD | GR | MP | n/a | n/a | n/a | n/a | 672x672 | 672 | 672 | n/a | n/a
BraTS-MEN-RT-0361-1 | n/a | 40 | M | 0.37202 | 0.37202 | 1.1 | Philips Medical Systems | Ingenia | 3 | AX T1 FFE GAD | GR | MP | n/a | n/a | n/a | n/a | 672x672 | 672 | 672 | n/a | n/a
BraTS-MEN-RT-0362-1 | 1 | 73 | F | 0.5078 | 0.5078 | 1.4 | GE MEDICAL SYSTEMS | Signa HDxt | 1.5 | AX SPGR 3D POST | GR | ['SS', 'SP', 'SK'] | 12.26 | 5.124 | 400 | 25 | 192x256 | 512 | 512 | 61.0547 | HEAD
BraTS-MEN-RT-0363-1 | 1 | 57 | F | 0.5078 | 0.5078 | 1.5 | n/a | n/a | n/a | n/a | n/a | n/a | n/a | n/a | n/a | n/a | n/a | n/a | n/a | n/a | n/a
BraTS-MEN-RT-0364-1 | 2 | 29 | F | 0.8594 | 0.8594 | 1 | n/a | n/a | n/a | n/a | n/a | n/a | n/a | n/a | n/a | n/a | n/a | n/a | n/a | n/a | n/a
BraTS-MEN-RT-0365-1 | n/a | n/a | n/a | 1.0156 | 1.0156 | 1.5 | n/a | n/a | n/a | n/a | n/a | n/a | n/a | n/a | n/a | n/a | n/a | n/a | n/a | n/a | n/a
BraTS-MEN-RT-0367-1 | 2 | 63 | F | 0.5078 | 0.5078 | 1.4 | GE MEDICAL SYSTEMS | Signa HDxt | 1.5 | AX SPGR 3D POST | GR | ['SS', 'SP', 'SK'] | 12.26 | 5.124 | 400 | 25 | 192x256 | 512 | 512 | 61.0547 | HEAD
BraTS-MEN-RT-0368-1 | n/a | 46 | F | 0.37202 | 0.37202 | 1.1 | Philips Medical Systems | Ingenia | 3 | AX T1 FFE GAD | GR | MP | n/a | n/a | n/a | n/a | 672x672 | 672 | 672 | n/a | n/a
BraTS-MEN-RT-0369-1 | n/a | 57 | F | 0.35156 | 0.35156 | 1.1 | Philips Medical Systems | Ingenia | 3 | AX T1 FFE GAD | GR | MP | n/a | n/a | n/a | n/a | 768x768 | 768 | 768 | n/a | n/a
BraTS-MEN-RT-0370-1 | n/a | 85 | F | 0.9375 | 0.9375 | 2 | GE MEDICAL SYSTEMS | SIGNA Artist | 1.5 | n/a | ['GR', 'IR'] | ['SS', 'SP', 'SK'] | n/a | n/a | n/a | n/a | 256x256 | 256 | 256 | n/a | n/a
BraTS-MEN-RT-0371-1 | 2 | 54 | M | 0.83333 | 0.83333 | 1 | Philips Medical Systems | Ingenia | 3 | AX T1 1x1x1 FFE 3d GAD | GR | MP | n/a | n/a | n/a | n/a | 288x288 | 288 | 288 | n/a | n/a
BraTS-MEN-RT-0372-1 | 1 | 38 | F | 0.5078 | 0.5078 | 1.5 | n/a | n/a | n/a | n/a | n/a | n/a | n/a | n/a | n/a | n/a | n/a | n/a | n/a | n/a | n/a
BraTS-MEN-RT-0373-1 | n/a | n/a | n/a | 1.0156 | 1.0156 | 1.5 | n/a | n/a | n/a | n/a | n/a | n/a | n/a | n/a | n/a | n/a | n/a | n/a | n/a | n/a | n/a
BraTS-MEN-RT-0374-1 | 2 | 60 | M | 1.0156 | 1.0156 | 1.5 | n/a | n/a | n/a | n/a | n/a | n/a | n/a | n/a | n/a | n/a | n/a | n/a | n/a | n/a | n/a
BraTS-MEN-RT-0375-1 | n/a | 64 | M | 1.0156 | 1.0156 | 2 | Philips Medical Systems | Intera | 1.5 | AX T1 FFE GAD | GR | MP | n/a | n/a | n/a | n/a | 256x256 | 256 | 256 | n/a | n/a
BraTS-MEN-RT-0376-1 | n/a | 66 | F | 0.5 | 0.5 | 1 | GE MEDICAL SYSTEMS | SIGNA Premier | 3 | n/a | ['RM', 'IR'] | NONE | 2503.34 | 2.808 | 1060 | 8 | 512x512 | 512 | 512 | 122.0705 | 48HAP
BraTS-MEN-RT-0377-1 | 1 | 63 | F | 1.0156 | 1.0156 | 1.5 | n/a | n/a | n/a | n/a | n/a | n/a | n/a | n/a | n/a | n/a | n/a | n/a | n/a | n/a | n/a
BraTS-MEN-RT-0378-1 | 1 | 65 | M | 0.5078 | 0.5078 | 1.4 | GE MEDICAL SYSTEMS | Signa HDxt | 1.5 | AX SPGR 3D POST | GR | ['SS', 'SP', 'SK'] | 12.26 | 5.124 | 400 | 25 | 192x256 | 512 | 512 | 61.0547 | HEAD
BraTS-MEN-RT-0379-1 | 3 | 54 | F | 0.74219 | 0.74219 | 1 | SIEMENS | Aera | 1.5 | Resampled ax spgr +c | GR | SK | 2100 | 2.81 | 1100 | 12 | 512x512 | 512 | 512 | n/a | n/a
BraTS-MEN-RT-0380-1 | n/a | 51 | F | 0.5078 | 0.5078 | 1.4 | GE MEDICAL SYSTEMS | Signa HDxt | 1.5 | AX SPGR 3D POST | GR | ['SS', 'SP', 'SK'] | 12.26 | 5.124 | 400 | 25 | 192x256 | 512 | 512 | 61.0547 | HEAD
BraTS-MEN-RT-0382-1 | 1 | 51 | F | 0.9375 | 0.9375 | 1 | n/a | n/a | n/a | n/a | n/a | n/a | n/a | n/a | n/a | n/a | n/a | n/a | n/a | n/a | n/a
BraTS-MEN-RT-0383-1 | 1 | 61 | M | 0.37202 | 0.37202 | 1.1 | Philips Medical Systems | Ingenia | 3 | AX T1 FFE GAD | GR | MP | n/a | n/a | n/a | n/a | 672x672 | 672 | 672 | n/a | n/a
BraTS-MEN-RT-0384-1 | n/a | 55 | M | 0.36222 | 0.36222 | 1.1 | Philips Medical Systems | Ingenia | 3 | AX T1 FFE GAD | GR | MP | n/a | n/a | n/a | n/a | 704x704 | 704 | 704 | n/a | n/a
BraTS-MEN-RT-0385-1 | 1 | 33 | F | 1.0156 | 1.0156 | 1.5 | n/a | n/a | n/a | n/a | n/a | n/a | n/a | n/a | n/a | n/a | n/a | n/a | n/a | n/a | n/a
BraTS-MEN-RT-0387-1 | n/a | 75 | F | 0.97222 | 0.97222 | 1 | Philips Medical Systems | Ingenia | 3 | AX T1 1x1x1 FFE 3d GAD | GR | MP | n/a | n/a | n/a | n/a | 288x288 | 288 | 288 | n/a | n/a
BraTS-MEN-RT-0388-1 | n/a | 36 | F | 0.5 | 0.5 | 0.8 | GE MEDICAL SYSTEMS | DISCOVERY MR750w | 3 | n/a | ['RM', 'IR'] | NONE | 3031.2 | 3.168 | 1000 | 10 | 512x512 | 512 | 512 | 122.07 | Head 24
BraTS-MEN-RT-0390-1 | n/a | n/a | n/a | 1.0156 | 1.0156 | 1.5 | n/a | n/a | n/a | n/a | n/a | n/a | n/a | n/a | n/a | n/a | n/a | n/a | n/a | n/a | n/a
BraTS-MEN-RT-0391-1 | n/a | 72 | F | 0.83333 | 0.83333 | 1 | Philips Medical Systems | Ingenia | 3 | AX T1 1x1x1 FFE 3d GAD | GR | MP | n/a | n/a | n/a | n/a | 288x288 | 288 | 288 | n/a | n/a
BraTS-MEN-RT-0392-1 | 1 | 40 | F | 0.9375 | 0.9375 | 1 | n/a | n/a | n/a | n/a | n/a | n/a | n/a | n/a | n/a | n/a | n/a | n/a | n/a | n/a | n/a
BraTS-MEN-RT-0393-1 | n/a | 52 | F | 1.0156 | 1.0156 | 1 | SIEMENS | TrioTim | 3 | AX T1 3D MPRAGE PG (do not adjust FOV or matrix) | ['GR', 'IR'] | ['SP', 'MP', 'OSP'] | 1750 | 3.37 | 900 | 9 | 256x256 | 256 | 256 | 179 | n/a
BraTS-MEN-RT-0394-1 | 2 | 64 | M | 0.9375 | 0.9375 | 1 | n/a | n/a | n/a | n/a | n/a | n/a | n/a | n/a | n/a | n/a | n/a | n/a | n/a | n/a | n/a
BraTS-MEN-RT-0395-1 | 2 | 47 | F | 0.74219 | 0.74219 | 1 | SIEMENS | MAGNETOM TrioTim | 3 | ax 3dspgr + c | Gradient Echo (GGRE) | Spoiled Gradient-Echo (SP-GR) | 2110 | 2.67 | 1100 | 8 | 512x512 | 512 | 512 | n/a | HEA; HEP (Head and Head-Phase coil elements active)
BraTS-MEN-RT-0396-1 | n/a | 60 | M | 0.37202 | 0.37202 | 1.1 | Philips Medical Systems | Ingenia | 3 | AX T1 FFE GAD | GR | MP | n/a | n/a | n/a | n/a | 672x672 | 672 | 672 | n/a | n/a
BraTS-MEN-RT-0397-1 | 3 | 70 | M | 1.0156 | 1.0156 | 1.5 | n/a | n/a | n/a | n/a | n/a | n/a | n/a | n/a | n/a | n/a | n/a | n/a | n/a | n/a | n/a
BraTS-MEN-RT-0398-1 | n/a | 57 | F | 0.36932 | 0.36932 | 1.1 | Philips Medical Systems | Ingenia | 3 | AX T1 FFE GAD | GR | MP | n/a | n/a | n/a | n/a | 704x704 | 704 | 704 | n/a | n/a
BraTS-MEN-RT-0400-1 | n/a | 69 | F | 1.0156 | 1.0156 | 1.4 | GE MEDICAL SYSTEMS | SIGNA EXCITE | 1.5 | WHOLE BRAIN SPGR POST | GR | ['SS', 'SP'] | 23 | 7 | 0 | 35 | 192x256 | 256 | 256 | 97.6562 | HEAD
BraTS-MEN-RT-0401-1 | 2 | 70 | M | 0.5078 | 0.5078 | 1.4 | GE MEDICAL SYSTEMS | Signa HDxt | 1.5 | AX SPGR 3D POST | GR | ['SS', 'SP', 'SK'] | 12.26 | 5.124 | 400 | 25 | 192x256 | 512 | 512 | 61.0547 | HEAD
BraTS-MEN-RT-0402-1 | n/a | 66 | M | 0.68182 | 0.68182 | 0.8 | Philips Healthcare | Ingenia | 3 | AX 3D FFE SPGR T1 GAD | GR | SP | 25.9096 | 4.605 | n/a | 30 | 300x300 | 352 | 352 | 37 | MULTI COIL
BraTS-MEN-RT-0403-1 | 2 | 37 | M | 0.9375 | 0.9375 | 1 | n/a | n/a | n/a | n/a | n/a | n/a | n/a | n/a | n/a | n/a | n/a | n/a | n/a | n/a | n/a
BraTS-MEN-RT-0404-1 | 1 | 60 | F | 1.0156 | 1.0156 | 1.5 | n/a | n/a | n/a | n/a | n/a | n/a | n/a | n/a | n/a | n/a | n/a | n/a | n/a | n/a | n/a
BraTS-MEN-RT-0405-1 | 1 | 78 | M | 0.9375 | 0.9375 | 1 | n/a | n/a | n/a | n/a | n/a | n/a | n/a | n/a | n/a | n/a | n/a | n/a | n/a | n/a | n/a
BraTS-MEN-RT-0406-1 | 2 | 51 | M | 1.0156 | 1.0156 | 1.5 | n/a | n/a | n/a | n/a | n/a | n/a | n/a | n/a | n/a | n/a | n/a | n/a | n/a | n/a | n/a
BraTS-MEN-RT-0409-1 | 1 | 62 | F | 0.9375 | 0.9375 | 1 | n/a | n/a | n/a | n/a | n/a | n/a | n/a | n/a | n/a | n/a | n/a | n/a | n/a | n/a | n/a
BraTS-MEN-RT-0410-1 | 2 | 66 | M | 1.0156 | 1.0156 | 1.5 | n/a | n/a | n/a | n/a | n/a | n/a | n/a | n/a | n/a | n/a | n/a | n/a | n/a | n/a | n/a
BraTS-MEN-RT-0411-1 | n/a | 64 | M | 1.0156 | 1.0156 | 1.4 | GE MEDICAL SYSTEMS | SIGNA EXCITE | 1.5 | AX T1 3D SPGR WHOLE BRAIN GAD | GR | ['SS', 'SP'] | 23 | 7 | 0 | 35 | 192x256 | 256 | 256 | 97.6562 | HEAD
BraTS-MEN-RT-0412-1 | 2 | 55 | F | 1.0156 | 1.0156 | 1.5 | n/a | n/a | n/a | n/a | n/a | n/a | n/a | n/a | n/a | n/a | n/a | n/a | n/a | n/a | n/a
BraTS-MEN-RT-0413-1 | n/a | 59 | F | 0.46875 | 0.46875 | 1.2 | GE MEDICAL SYSTEMS | DISCOVERY MR750 | 3 | n/a | GR | ['SS', 'SP', 'SK'] | 9.836 | 4.104 | 450 | 20 | 192x256 | 512 | 512 | 122.07 | 8HRBRAIN
BraTS-MEN-RT-0414-1 | n/a | 75 | F | 0.5078 | 0.5078 | 1.4 | GE MEDICAL SYSTEMS | Signa HDxt | 1.5 | AX SPGR 3D POST | GR | ['SS', 'SP', 'SK'] | 12.26 | 5.124 | 400 | 25 | 192x256 | 512 | 512 | 61.0547 | HEAD
BraTS-MEN-RT-0415-1 | n/a | 53 | F | 0.35156 | 0.35156 | 1.1 | Philips Medical Systems | Ingenia | 3 | AX T1 FFE GAD | GR | MP | n/a | n/a | n/a | n/a | 768x768 | 768 | 768 | n/a | n/a
BraTS-MEN-RT-0416-1 | n/a | 65 | F | 0.5 | 0.5 | 2 | GE MEDICAL SYSTEMS | SIGNA Voyager | 1.5 | n/a | ['GR', 'IR'] | ['SS', 'SP', 'SK'] | n/a | n/a | n/a | n/a | 512x512 | 512 | 512 | n/a | n/a
BraTS-MEN-RT-0417-1 | 2 | 66 | F | 0.5078 | 0.5078 | 1.5 | n/a | n/a | n/a | n/a | n/a | n/a | n/a | n/a | n/a | n/a | n/a | n/a | n/a | n/a | n/a
BraTS-MEN-RT-0418-1 | 1 | 50 | F | 1.0156 | 1.0156 | 1 | SIEMENS | TrioTim | 3 | AX T1 3D MPRAGE PG (do not adjust FOV or matrix) | ['GR', 'IR'] | ['SP', 'MP', 'OSP'] | 1750 | 3.37 | 900 | 9 | 256x256 | 256 | 256 | 179 | n/a
BraTS-MEN-RT-0419-1 | n/a | 74 | M | 1.0156 | 1.0156 | 2 | Philips Medical Systems | Intera | 1.5 | AX T1 FFE GAD | GR | MP | n/a | n/a | n/a | n/a | 256x256 | 256 | 256 | n/a | n/a
BraTS-MEN-RT-0420-1 | 2 | 31 | F | 1.0156 | 1.0156 | 1.5 | n/a | n/a | n/a | n/a | n/a | n/a | n/a | n/a | n/a | n/a | n/a | n/a | n/a | n/a | n/a
BraTS-MEN-RT-0421-1 | n/a | 42 | F | 0.37202 | 0.37202 | 1.1 | Philips Medical Systems | Ingenia | 3 | AX T1 FFE GAD | GR | MP | n/a | n/a | n/a | n/a | 672x672 | 672 | 672 | n/a | n/a
BraTS-MEN-RT-0422-1 | n/a | 48 | F | 1.0156 | 1.0156 | 1.4 | GE MEDICAL SYSTEMS | SIGNA EXCITE | 1.5 | WHOLE BRAIN SPGR (METS) POST | GR | ['SS', 'SP'] | 23 | 7 | 0 | 35 | 192x256 | 256 | 256 | 97.6562 | HEAD
BraTS-MEN-RT-0423-1 | n/a | 43 | M | 0.35156 | 0.35156 | 1.1 | Philips Medical Systems | Ingenia | 3 | AX T1 FFE GAD | GR | MP | n/a | n/a | n/a | n/a | 768x768 | 768 | 768 | n/a | n/a
BraTS-MEN-RT-0424-1 | 1 | 69 | F | 0.74219 | 0.74219 | 1 | SIEMENS | MAGNETOM TrioTim | 3 | ax 3dspgr + c | Gradient Echo (GGRE) | Spoiled Gradient-Echo (SP-GR) | 2110 | 2.67 | 1100 | 8 | 512x512 | 512 | 512 | n/a | HEA; HEP (Head and Head-Phase coil elements active)
BraTS-MEN-RT-0425-1 | 3 | 72 | M | 1.0156 | 1.0156 | 1.5 | n/a | n/a | n/a | n/a | n/a | n/a | n/a | n/a | n/a | n/a | n/a | n/a | n/a | n/a | n/a
BraTS-MEN-RT-0426-1 | 1 | 63 | F | 0.74219 | 0.74219 | 1 | SIEMENS | MAGNETOM TrioTim | 3 | ax 3dspgr + c | Gradient Echo (GGRE) | Spoiled Gradient-Echo (SP-GR) | 2110 | 2.67 | 1100 | 8 | 512x512 | 512 | 512 | n/a | HEA; HEP (Head and Head-Phase coil elements active)
BraTS-MEN-RT-0427-1 | 2 | 68 | M | 0.9766 | 0.9766 | 1 | n/a | n/a | n/a | n/a | n/a | n/a | n/a | n/a | n/a | n/a | n/a | n/a | n/a | n/a | n/a
BraTS-MEN-RT-0428-1 | 1 | 49 | F | 0.9375 | 0.9375 | 1 | n/a | n/a | n/a | n/a | n/a | n/a | n/a | n/a | n/a | n/a | n/a | n/a | n/a | n/a | n/a
BraTS-MEN-RT-0429-1 | n/a | 77 | F | 0.9375 | 0.9375 | 1 | Philips Medical Systems | Ingenia | 3 | AX T1 1x1x1 FFE 3d GAD | GR | MP | n/a | n/a | n/a | n/a | 288x288 | 288 | 288 | n/a | n/a
BraTS-MEN-RT-0430-1 | 1 | 54 | F | 0.74219 | 0.74219 | 1 | SIEMENS | MAGNETOM TrioTim | 3 | ax 3dspgr + c | Gradient Echo (GGRE) | Spoiled Gradient-Echo (SP-GR) | 2110 | 2.67 | 1100 | 8 | 512x512 | 512 | 512 | n/a | HEA; HEP (Head and Head-Phase coil elements active)
BraTS-MEN-RT-0431-1 | n/a | n/a | n/a | 1.0156 | 1.0156 | 1.5 | n/a | n/a | n/a | n/a | n/a | n/a | n/a | n/a | n/a | n/a | n/a | n/a | n/a | n/a | n/a
BraTS-MEN-RT-0432-1 | n/a | n/a | n/a | 1.0156 | 1.0156 | 1.5 | n/a | n/a | n/a | n/a | n/a | n/a | n/a | n/a | n/a | n/a | n/a | n/a | n/a | n/a | n/a
BraTS-MEN-RT-0433-1 | 1 | 70 | F | 0.5078 | 0.5078 | 1.4 | GE MEDICAL SYSTEMS | Signa HDxt | 1.5 | AX SPGR 3D POST | GR | ['SS', 'SP', 'SK'] | 12.26 | 5.124 | 400 | 25 | 192x256 | 512 | 512 | 61.0547 | HEAD
BraTS-MEN-RT-0434-1 | n/a | 65 | F | 0.5078 | 0.5078 | 1.4 | GE MEDICAL SYSTEMS | Signa HDxt | 1.5 | AX SPGR 3D POST | GR | ['SS', 'SP', 'SK'] | 12.26 | 5.124 | 400 | 25 | 192x256 | 512 | 512 | 61.0547 | HEAD
BraTS-MEN-RT-0435-1 | 1 | 38 | F | 0.50781 | 0.50781 | 1.5 | n/a | n/a | n/a | n/a | n/a | n/a | n/a | n/a | n/a | n/a | n/a | n/a | n/a | n/a | n/a
BraTS-MEN-RT-0436-1 | n/a | 62 | M | 1.0156 | 1.0156 | 1.4 | GE MEDICAL SYSTEMS | SIGNA EXCITE | 1.5 | AX T1 3D SPGR WHOLE BRAIN GAD | GR | ['SS', 'SP'] | 23 | 7 | 0 | 35 | 192x256 | 256 | 256 | 97.6562 | HEAD
BraTS-MEN-RT-0438-1 | 1 | 31 | M | 1.0156 | 1.0156 | 1.5 | n/a | n/a | n/a | n/a | n/a | n/a | n/a | n/a | n/a | n/a | n/a | n/a | n/a | n/a | n/a
BraTS-MEN-RT-0439-1 | 2 | 19 | F | 0.36932 | 0.36932 | 1.1 | Philips Medical Systems | Ingenia | 3 | AX T1 FFE GAD | GR | MP | n/a | n/a | n/a | n/a | 704x704 | 704 | 704 | n/a | n/a
BraTS-MEN-RT-0440-1 | n/a | 48 | M | 1.0156 | 1.0156 | 1.4 | GE MEDICAL SYSTEMS | SIGNA EXCITE | 1.5 | WHOLE BRAIN SPGR (METS) POST | GR | ['SS', 'SP'] | 23 | 7 | 0 | 35 | 192x256 | 256 | 256 | 97.6562 | HEAD
BraTS-MEN-RT-0441-1 | n/a | 56 | M | 0.36932 | 0.36932 | 1.1 | Philips Medical Systems | Ingenia | 3 | AX T1 FFE GAD | GR | MP | n/a | n/a | n/a | n/a | 704x704 | 704 | 704 | n/a | n/a
BraTS-MEN-RT-0442-1 | n/a | 73 | M | 0.37202 | 0.37202 | 1.1 | Philips Medical Systems | Ingenia | 3 | AX T1 FFE GAD | GR | MP | n/a | n/a | n/a | n/a | 672x672 | 672 | 672 | n/a | n/a
BraTS-MEN-RT-0443-1 | n/a | 80 | M | 0.74219 | 0.74219 | 1 | SIEMENS | MAGNETOM TrioTim | 3 | ax 3dspgr + c | Gradient Echo (GGRE) | Spoiled Gradient-Echo (SP-GR) | 2110 | 2.67 | 1100 | 8 | 512x512 | 512 | 512 | n/a | HEA; HEP (Head and Head-Phase coil elements active)
BraTS-MEN-RT-0444-1 | n/a | 35 | F | 0.37202 | 0.37202 | 1.1 | Philips Medical Systems | Ingenia | 3 | AX T1 FFE GAD | GR | MP | n/a | n/a | n/a | n/a | 672x672 | 672 | 672 | n/a | n/a
BraTS-MEN-RT-0445-1 | 2 | 20 | M | 0.50781 | 0.50781 | 1.02 | GE MEDICAL SYSTEMS | SIGNA Artist | 1.5 | n/a | ['GR', 'IR'] | ['SS', 'SP', 'SK'] | n/a | n/a | n/a | n/a | 512x512 | 512 | 512 | n/a | n/a
BraTS-MEN-RT-0447-1 | n/a | 55 | F | 0.36222 | 0.36222 | 1.1 | Philips Medical Systems | Ingenia | 3 | AX T1 FFE GAD | GR | MP | n/a | n/a | n/a | n/a | 704x704 | 704 | 704 | n/a | n/a
BraTS-MEN-RT-0448-1 | 2 | 45 | M | 0.5078 | 0.5078 | 1.5 | n/a | n/a | n/a | n/a | n/a | n/a | n/a | n/a | n/a | n/a | n/a | n/a | n/a | n/a | n/a
BraTS-MEN-RT-0449-1 | n/a | 73 | M | 1.0156 | 1.0156 | 1.4 | GE MEDICAL SYSTEMS | SIGNA EXCITE | 1.5 | WHOLE BRAIN SPGR (METS) POST | GR | ['SS', 'SP'] | 23 | 7 | 0 | 35 | 192x256 | 256 | 256 | 97.6562 | HEAD
BraTS-MEN-RT-0450-1 | 2 | 79 | F | 1.0156 | 1.0156 | 1.5 | n/a | n/a | n/a | n/a | n/a | n/a | n/a | n/a | n/a | n/a | n/a | n/a | n/a | n/a | n/a
BraTS-MEN-RT-0451-1 | n/a | 75 | F | 1.0156 | 1.0156 | 2 | Philips Medical Systems | Intera | 1.5 | AX T1 FFE GAD | GR | MP | n/a | n/a | n/a | n/a | 256x256 | 256 | 256 | n/a | n/a
BraTS-MEN-RT-0452-1 | 2 | 43 | M | 0.85938 | 0.85938 | 1.5 | n/a | n/a | n/a | n/a | n/a | n/a | n/a | n/a | n/a | n/a | n/a | n/a | n/a | n/a | n/a
BraTS-MEN-RT-0453-1 | n/a | 81 | M | 1.0156 | 1.0156 | 1.4 | GE MEDICAL SYSTEMS | SIGNA EXCITE | 1.5 | WHOLE BRAIN SPGR (METS) POST | GR | ['SS', 'SP'] | 23 | 7 | 0 | 35 | 192x256 | 256 | 256 | 97.6562 | HEAD
BraTS-MEN-RT-0454-1 | 1 | 63 | F | 0.37202 | 0.37202 | 1.1 | Philips Medical Systems | Ingenia | 3 | AX T1 FFE GAD | GR | MP | n/a | n/a | n/a | n/a | 672x672 | 672 | 672 | n/a | n/a
BraTS-MEN-RT-0455-1 | n/a | 65 | F | 1.0156 | 1.0156 | 1.4 | GE MEDICAL SYSTEMS | SIGNA EXCITE | 1.5 | WHOLE BRAIN SPGR POST | GR | ['SS', 'SP'] | 23 | 7 | 0 | 35 | 192x256 | 256 | 256 | 97.6562 | HEAD
BraTS-MEN-RT-0456-1 | 2 | 78 | M | 0.5078 | 0.5078 | 1.5 | n/a | n/a | n/a | n/a | n/a | n/a | n/a | n/a | n/a | n/a | n/a | n/a | n/a | n/a | n/a
BraTS-MEN-RT-0457-1 | 1 | 40 | F | 0.37202 | 0.37202 | 1.1 | Philips Medical Systems | Ingenia | 3 | AX T1 FFE GAD | GR | MP | n/a | n/a | n/a | n/a | 672x672 | 672 | 672 | n/a | n/a
BraTS-MEN-RT-0458-1 | 1 | 39 | M | 0.9375 | 0.9375 | 1 | n/a | n/a | n/a | n/a | n/a | n/a | n/a | n/a | n/a | n/a | n/a | n/a | n/a | n/a | n/a
BraTS-MEN-RT-0459-1 | n/a | 65 | F | 0.36932 | 0.36932 | 1.1 | Philips Medical Systems | Ingenia | 3 | AX T1 FFE GAD | GR | MP | n/a | n/a | n/a | n/a | 704x704 | 704 | 704 | n/a | n/a
BraTS-MEN-RT-0460-1 | 1 | 87 | M | 0.9375 | 0.9375 | 1 | n/a | n/a | n/a | n/a | n/a | n/a | n/a | n/a | n/a | n/a | n/a | n/a | n/a | n/a | n/a
BraTS-MEN-RT-0462-1 | n/a | 75 | F | 1.0156 | 1.0156 | 2 | Philips Medical Systems | Intera | 1.5 | AX T1 FFE GAD | GR | MP | n/a | n/a | n/a | n/a | 256x256 | 256 | 256 | n/a | n/a
BraTS-MEN-RT-0463-1 | n/a | 64 | F | 0.5078 | 0.5078 | 1.4 | GE MEDICAL SYSTEMS | Signa HDxt | 1.5 | AX SPGR 3D POST | GR | ['SS', 'SP', 'SK'] | 12.26 | 5.124 | 400 | 25 | 192x256 | 512 | 512 | 61.0547 | HEAD
BraTS-MEN-RT-0464-1 | n/a | 66 | F | 1.0156 | 1.0156 | 2 | Philips Medical Systems | Intera | 1.5 | AX T1 FFE GAD | GR | MP | n/a | n/a | n/a | n/a | 256x256 | 256 | 256 | n/a | n/a
BraTS-MEN-RT-0465-1 | 3 | 55 | M | 1.0156 | 1.0156 | 2 | Philips Medical Systems | Intera | 1.5 | AX T1 FFE GAD | GR | MP | n/a | n/a | n/a | n/a | 256x256 | 256 | 256 | n/a | n/a
BraTS-MEN-RT-0466-1 | n/a | 80 | F | 0.9375 | 0.9375 | 1 | Philips Medical Systems | Ingenia | 3 | AX T1 1x1x1 FFE 3d GAD | GR | MP | n/a | n/a | n/a | n/a | 288x288 | 288 | 288 | n/a | n/a
BraTS-MEN-RT-0467-1 | n/a | 60 | F | 0.8125 | 0.8125 | 1 | Philips Medical Systems | Ingenia | 3 | AX T1 1x1x1 FFE 3d GAD | GR | MP | n/a | n/a | n/a | n/a | 320x320 | 320 | 320 | n/a | n/a
BraTS-MEN-RT-0468-1 | 1 | 64 | F | 0.5078 | 0.5078 | 1.4 | GE MEDICAL SYSTEMS | Signa HDxt | 1.5 | AX SPGR 3D POST | GR | ['SS', 'SP', 'SK'] | 12.26 | 5.124 | 400 | 25 | 192x256 | 512 | 512 | 61.0547 | HEAD
BraTS-MEN-RT-0469-1 | n/a | 68 | M | 0.49999 | 0.4883 | 0.4883 | CANON_MEC | Galan 3T | 3 | n/a | ['GR', 'IR'] | NONE | 9.1 | 3.1 | 909 | 9 | 512x572 | 512 | 572 | 244 | Atlas Head Neck
BraTS-MEN-RT-0470-1 | 1 | 64 | F | 0.9375 | 0.9375 | 1 | n/a | n/a | n/a | n/a | n/a | n/a | n/a | n/a | n/a | n/a | n/a | n/a | n/a | n/a | n/a
BraTS-MEN-RT-0471-1 | 1 | 69 | M | 0.37202 | 0.37202 | 1.1 | Philips Medical Systems | Ingenia | 3 | AX T1 FFE GAD | GR | MP | n/a | n/a | n/a | n/a | 672x672 | 672 | 672 | n/a | n/a
BraTS-MEN-RT-0472-1 | n/a | 59 | F | 0.35156 | 0.35156 | 1.1 | Philips Medical Systems | Ingenia | 3 | AX T1 FFE GAD | GR | MP | n/a | n/a | n/a | n/a | 768x768 | 768 | 768 | n/a | n/a
BraTS-MEN-RT-0473-1 | 1 | 59 | F | 0.5078 | 0.5078 | 1.4 | GE MEDICAL SYSTEMS | Signa HDxt | 1.5 | AX SPGR 3D POST | GR | ['SS', 'SP', 'SK'] | 12.26 | 5.124 | 400 | 25 | 192x256 | 512 | 512 | 61.0547 | HEAD
BraTS-MEN-RT-0475-1 | n/a | 58 | F | 0.36932 | 0.36932 | 1.1 | Philips Medical Systems | Ingenia | 3 | AX T1 FFE GAD | GR | MP | n/a | n/a | n/a | n/a | 704x704 | 704 | 704 | n/a | n/a
BraTS-MEN-RT-0476-1 | 1 | 63 | M | 1.0547 | 1.0547 | 1 | n/a | n/a | n/a | n/a | n/a | n/a | n/a | n/a | n/a | n/a | n/a | n/a | n/a | n/a | n/a
BraTS-MEN-RT-0478-1 | n/a | 77 | F | 0.74219 | 0.74219 | 1 | SIEMENS | MAGNETOM TrioTim | 3 | ax 3dspgr + c | Gradient Echo (GGRE) | Spoiled Gradient-Echo (SP-GR) | 2110 | 2.67 | 1100 | 8 | 512x512 | 512 | 512 | n/a | HEA; HEP (Head and Head-Phase coil elements active)
BraTS-MEN-RT-0479-1 | 2 | 81 | M | 1 | 0.97656 | 0.97656 | Siemens | MAGNETOM Sola | 1.5 | AX T1 3DSPACE G+ | SE | ['SP', 'SK'] | n/a | n/a | n/a | n/a | 256x256 | 256 | 256 | n/a | n/a
BraTS-MEN-RT-0480-1 | 2 | 39 | F | 1.0156 | 1.0156 | 1.5 | n/a | n/a | n/a | n/a | n/a | n/a | n/a | n/a | n/a | n/a | n/a | n/a | n/a | n/a | n/a
BraTS-MEN-RT-0481-1 | 2 | 41 | M | 1.0156 | 1.0156 | 1.5 | n/a | n/a | n/a | n/a | n/a | n/a | n/a | n/a | n/a | n/a | n/a | n/a | n/a | n/a | n/a
BraTS-MEN-RT-0482-1 | n/a | 48 | F | 0.37202 | 0.37202 | 1.1 | Philips Medical Systems | Ingenia | 3 | AX T1 FFE GAD | GR | MP | n/a | n/a | n/a | n/a | 672x672 | 672 | 672 | n/a | n/a
BraTS-MEN-RT-0483-1 | 1 | 60 | F | 0.5078 | 0.5078 | 1.4 | GE MEDICAL SYSTEMS | Signa HDxt | 1.5 | AX SPGR 3D POST | GR | ['SS', 'SP', 'SK'] | 12.26 | 5.124 | 400 | 25 | 192x256 | 512 | 512 | 61.0547 | HEAD
BraTS-MEN-RT-0484-1 | n/a | n/a | n/a | 1.0156 | 1.0156 | 1.5 | n/a | n/a | n/a | n/a | n/a | n/a | n/a | n/a | n/a | n/a | n/a | n/a | n/a | n/a | n/a
BraTS-MEN-RT-0485-1 | 2 | 39 | M | 0.9766 | 0.9766 | 1 | n/a | n/a | n/a | n/a | n/a | n/a | n/a | n/a | n/a | n/a | n/a | n/a | n/a | n/a | n/a
BraTS-MEN-RT-0486-1 | n/a | n/a | n/a | 1.0156 | 1.0156 | 1.5 | n/a | n/a | n/a | n/a | n/a | n/a | n/a | n/a | n/a | n/a | n/a | n/a | n/a | n/a | n/a
BraTS-MEN-RT-0487-1 | n/a | 60 | M | 1.0156 | 1.0156 | 2 | Philips Medical Systems | Intera | 1.5 | AX T1 FFE GAD | GR | MP | n/a | n/a | n/a | n/a | 256x256 | 256 | 256 | n/a | n/a
BraTS-MEN-RT-0488-1 | 2 | 55 | F | 0.97222 | 0.97222 | 1 | Philips Medical Systems | Ingenia | 3 | AX T1 1x1x1 FFE 3d GAD | GR | MP | n/a | n/a | n/a | n/a | 288x288 | 288 | 288 | n/a | n/a
BraTS-MEN-RT-0489-1 | 1 | 59 | F | 0.9375 | 0.9375 | 1 | n/a | n/a | n/a | n/a | n/a | n/a | n/a | n/a | n/a | n/a | n/a | n/a | n/a | n/a | n/a
BraTS-MEN-RT-0490-1 | n/a | n/a | n/a | 1.0156 | 1.0156 | 1.5 | n/a | n/a | n/a | n/a | n/a | n/a | n/a | n/a | n/a | n/a | n/a | n/a | n/a | n/a | n/a
BraTS-MEN-RT-0491-1 | 1 | 56 | F | 0.5 | 0.5 | 0.8 | GE MEDICAL SYSTEMS | DISCOVERY MR750w | 3 | n/a | ['RM', 'IR'] | NONE | 3031.2 | 3.168 | 1000 | 10 | 512x512 | 512 | 512 | 122.07 | Head 24
BraTS-MEN-RT-0493-1 | 1 | 63 | F | 1.0156 | 1.0156 | 1 | SIEMENS | TrioTim | 3 | AX T1 3D MPRAGE PG (do not adjust FOV or matrix) | ['GR', 'IR'] | ['SP', 'MP', 'OSP'] | 1750 | 3.37 | 900 | 9 | 256x256 | 256 | 256 | 179 | n/a
BraTS-MEN-RT-0495-1 | 1 | 50 | F | 0.89844 | 0.89844 | 1 | SIEMENS | Prisma_fit | 3 | AX 3D T1 PG MPRAGE | ['GR', 'IR'] | ['SK', 'SP', 'MP', 'OSP'] | 2200 | 2.48 | 900 | 8 | 256x256 | 256 | 256 | 250 | n/a
BraTS-MEN-RT-0497-1 | n/a | 43 | F | 0.5078 | 0.5078 | 1.4 | GE MEDICAL SYSTEMS | Signa HDxt | 1.5 | AX SPGR 3D POST | GR | ['SS', 'SP', 'SK'] | 12.26 | 5.124 | 400 | 25 | 192x256 | 512 | 512 | 61.0547 | HEAD
BraTS-MEN-RT-0498-1 | 1 | 62 | F | 0.5078 | 0.5078 | 1.4 | GE MEDICAL SYSTEMS | Signa HDxt | 1.5 | AX SPGR 3D POST | GR | ['SS', 'SP', 'SK'] | 12.26 | 5.124 | 400 | 25 | 192x256 | 512 | 512 | 61.0547 | HEAD
BraTS-MEN-RT-0499-1 | n/a | 77 | F | 0.37202 | 0.37202 | 1.1 | Philips Medical Systems | Ingenia | 3 | AX T1 FFE GAD | GR | MP | n/a | n/a | n/a | n/a | 672x672 | 672 | 672 | n/a | n/a
BraTS-MEN-RT-0500-1 | n/a | 58 | F | 0.36932 | 0.36932 | 1.1 | Philips Medical Systems | Ingenia | 3 | AX T1 FFE GAD | GR | MP | n/a | n/a | n/a | n/a | 704x704 | 704 | 704 | n/a | n/a
BraTS-MEN-RT-0501-1 | 1 | 42 | F | 1.0156 | 1.0156 | 1.5 | n/a | n/a | n/a | n/a | n/a | n/a | n/a | n/a | n/a | n/a | n/a | n/a | n/a | n/a | n/a
BraTS-MEN-RT-0502-1 | 1 | 49 | M | 1.0156 | 1.0156 | 1.5 | n/a | n/a | n/a | n/a | n/a | n/a | n/a | n/a | n/a | n/a | n/a | n/a | n/a | n/a | n/a
BraTS-MEN-RT-0503-1 | 1 | 61 | F | 1.0156 | 1.0156 | 1.5 | n/a | n/a | n/a | n/a | n/a | n/a | n/a | n/a | n/a | n/a | n/a | n/a | n/a | n/a | n/a
BraTS-MEN-RT-0505-1 | 1 | 71 | F | 0.5078 | 0.5078 | 1.4 | GE MEDICAL SYSTEMS | Signa HDxt | 1.5 | AX SPGR 3D POST | GR | ['SS', 'SP', 'SK'] | 12.26 | 5.124 | 400 | 25 | 192x256 | 512 | 512 | 61.0547 | HEAD
BraTS-MEN-RT-0506-1 | n/a | 49 | F | 1.0156 | 1.0156 | 1.4 | GE MEDICAL SYSTEMS | SIGNA EXCITE | 1.5 | AX T1 3D SPGR WHOLE BRAIN GAD | GR | ['SS', 'SP'] | 23 | 7 | 0 | 35 | 192x256 | 256 | 256 | 97.6562 | HEAD
BraTS-MEN-RT-0507-1 | n/a | 61 | F | 1.0156 | 1.0156 | 1 | SIEMENS | TrioTim | 3 | AX T1 3D MPRAGE (GAD) | ['GR', 'IR'] | ['SP', 'MP', 'OSP'] | 1750 | 3.37 | 900 | 9 | 256x256 | 256 | 256 | 179 | n/a
BraTS-MEN-RT-0508-1 | n/a | 49 | F | 0.86806 | 0.86806 | 1 | Philips Medical Systems | Ingenia | 3 | AX T1 1x1x1 FFE 3d GAD | GR | MP | n/a | n/a | n/a | n/a | 288x288 | 288 | 288 | n/a | n/a
BraTS-MEN-RT-0509-1 | n/a | 56 | F | 0.36437 | 0.36437 | 1.1 | Philips Medical Systems | Ingenia | 3 | AX T1 FFE GAD | GR | MP | n/a | n/a | n/a | n/a | 704x704 | 704 | 704 | n/a | n/a
BraTS-MEN-RT-0510-1 | n/a | 68 | M | 0.97222 | 0.97222 | 1 | Philips Medical Systems | Ingenia | 3 | AX T1 1x1x1 FFE 3d GAD | GR | MP | n/a | n/a | n/a | n/a | 288x288 | 288 | 288 | n/a | n/a
BraTS-MEN-RT-0513-1 | n/a | 74 | M | 0.74219 | 0.74219 | 1 | GE MEDICAL SYSTEMS | Optima MR450w | 1.5 | Resampled ax spgr | GR | SS | 7.684 | 2.288 | 400 | 14 | 512x512 | 512 | 512 | n/a | n/a
BraTS-MEN-RT-0514-1 | 3 | 20 | F | 1.0156 | 1.0156 | 1.5 | n/a | n/a | n/a | n/a | n/a | n/a | n/a | n/a | n/a | n/a | n/a | n/a | n/a | n/a | n/a
BraTS-MEN-RT-0515-1 | n/a | 66 | F | 1.0156 | 1.0156 | 2 | Philips Medical Systems | Intera | 1.5 | AX T1 FFE GAD | GR | MP | n/a | n/a | n/a | n/a | 256x256 | 256 | 256 | n/a | n/a
BraTS-MEN-RT-0516-1 | n/a | 46 | F | 0.37202 | 0.37202 | 1.1 | Philips Medical Systems | Ingenia | 3 | AX T1 FFE GAD | GR | MP | n/a | n/a | n/a | n/a | 672x672 | 672 | 672 | n/a | n/a
BraTS-MEN-RT-0517-1 | 3 | 60 | M | 1.0156 | 1.0156 | 1.5 | n/a | n/a | n/a | n/a | n/a | n/a | n/a | n/a | n/a | n/a | n/a | n/a | n/a | n/a | n/a
BraTS-MEN-RT-0518-1 | 1 | 60 | M | 1.0156 | 1.0156 | 1.5 | n/a | n/a | n/a | n/a | n/a | n/a | n/a | n/a | n/a | n/a | n/a | n/a | n/a | n/a | n/a
BraTS-MEN-RT-0519-1 | n/a | 74 | F | 0.5078 | 0.5078 | 1.4 | GE MEDICAL SYSTEMS | Signa HDxt | 1.5 | AX SPGR 3D POST | GR | ['SS', 'SP', 'SK'] | 12.26 | 5.124 | 400 | 25 | 192x256 | 512 | 512 | 61.0547 | HEAD
BraTS-MEN-RT-0520-1 | n/a | 49 | F | 0.74219 | 0.74219 | 0.99092 | SIEMENS | MAGNETOM TrioTim | 3 | ax 3dspgr + c | Gradient Echo (GGRE) | Spoiled Gradient-Echo (SP-GR) | 2110 | 2.67 | 1100 | 8 | 512x512 | 512 | 512 | n/a | HEA; HEP (Head and Head-Phase coil elements active)
BraTS-MEN-RT-0521-1 | 1 | 60 | F | 1.0156 | 1.0156 | 1.5 | n/a | n/a | n/a | n/a | n/a | n/a | n/a | n/a | n/a | n/a | n/a | n/a | n/a | n/a | n/a
BraTS-MEN-RT-0522-1 | 2 | 53 | M | 0.74219 | 0.74219 | 1 | GE MEDICAL SYSTEMS | Signa HDxt | n/a | Resampled ax spgr | GR | SS | 7.464 | 3.024 | 400 | 14 | 512x512 | 512 | 512 | n/a | n/a
BraTS-MEN-RT-0523-1 | 1 | 48 | F | 1.0156 | 1.0156 | 1.5 | n/a | n/a | n/a | n/a | n/a | n/a | n/a | n/a | n/a | n/a | n/a | n/a | n/a | n/a | n/a
BraTS-MEN-RT-0524-1 | n/a | 59 | F | 1.0156 | 1.0156 | 2 | Philips Medical Systems | Intera | 1.5 | AX T1 FFE GAD | GR | MP | n/a | n/a | n/a | n/a | 256x256 | 256 | 256 | n/a | n/a
BraTS-MEN-RT-0525-1 | n/a | 61 | M | 0.3375 | 0.3375 | 1.1 | Philips Medical Systems | Ingenia | 3 | AX T1 FFE GAD | GR | MP | n/a | n/a | n/a | n/a | 800x800 | 800 | 800 | n/a | n/a
BraTS-MEN-RT-0526-1 | 2 | 50 | F | 1.0156 | 1.0156 | 1.5 | n/a | n/a | n/a | n/a | n/a | n/a | n/a | n/a | n/a | n/a | n/a | n/a | n/a | n/a | n/a
BraTS-MEN-RT-0527-1 | 1 | 74 | M | 1.0156 | 1.0156 | 1 | SIEMENS | TrioTim | 3 | AX T1 3D MPRAGE PG (do not adjust FOV or matrix) | ['GR', 'IR'] | ['SP', 'MP', 'OSP'] | 1750 | 3.37 | 900 | 9 | 256x256 | 256 | 256 | 179 | n/a
BraTS-MEN-RT-0528-1 | n/a | n/a | n/a | 1.0156 | 1.0156 | 1.5 | n/a | n/a | n/a | n/a | n/a | n/a | n/a | n/a | n/a | n/a | n/a | n/a | n/a | n/a | n/a
BraTS-MEN-RT-0529-1 | 1 | 54 | M | 1.0156 | 1.0156 | 1.5 | n/a | n/a | n/a | n/a | n/a | n/a | n/a | n/a | n/a | n/a | n/a | n/a | n/a | n/a | n/a
BraTS-MEN-RT-0531-1 | 1 | 58 | M | 1.0156 | 1.0156 | 1 | n/a | n/a | n/a | n/a | n/a | n/a | n/a | n/a | n/a | n/a | n/a | n/a | n/a | n/a | n/a
BraTS-MEN-RT-0532-1 | 2 | 70 | F | 0.9766 | 0.9766 | 1 | n/a | n/a | n/a | n/a | n/a | n/a | n/a | n/a | n/a | n/a | n/a | n/a | n/a | n/a | n/a
BraTS-MEN-RT-0533-1 | n/a | 25 | F | 1.0156 | 1.0156 | 1 | SIEMENS | TrioTim | 3 | AX T1 3D MPRAGE PG (do not adjust FOV or matrix) | ['GR', 'IR'] | ['SP', 'MP', 'OSP'] | 1750 | 3.37 | 900 | 9 | 256x256 | 256 | 256 | 179 | n/a
BraTS-MEN-RT-0534-1 | 2 | 67 | M | 1.0156 | 1.0156 | 1.5 | n/a | n/a | n/a | n/a | n/a | n/a | n/a | n/a | n/a | n/a | n/a | n/a | n/a | n/a | n/a
BraTS-MEN-RT-0536-1 | 1 | 74 | F | 0.9375 | 0.9375 | 1 | n/a | n/a | n/a | n/a | n/a | n/a | n/a | n/a | n/a | n/a | n/a | n/a | n/a | n/a | n/a
BraTS-MEN-RT-0537-1 | 1 | 61 | M | 0.74219 | 0.74219 | 1 | SIEMENS | MAGNETOM TrioTim | 3 | ax 3dspgr + c | Gradient Echo (GGRE) | Spoiled Gradient-Echo (SP-GR) | 2110 | 2.67 | 1100 | 8 | 512x512 | 512 | 512 | n/a | HEA; HEP (Head and Head-Phase coil elements active)
BraTS-MEN-RT-0538-1 | n/a | 70 | F | 0.86806 | 0.86806 | 1 | Philips Medical Systems | Ingenia | 3 | AX T1 1x1x1 FFE 3d GAD | GR | MP | n/a | n/a | n/a | n/a | 288x288 | 288 | 288 | n/a | n/a
BraTS-MEN-RT-0539-1 | 1 | 85 | F | 0.74219 | 0.74219 | 1 | SIEMENS | Skyra | 3 | Resampled ax 3dspgr +c | GR | SK | 2110 | 2.95 | 1100 | 8 | 512x512 | 512 | 512 | n/a | n/a
BraTS-MEN-RT-0542-1 | 3 | 60 | F | 1.0156 | 1.0156 | 1.5 | n/a | n/a | n/a | n/a | n/a | n/a | n/a | n/a | n/a | n/a | n/a | n/a | n/a | n/a | n/a
BraTS-MEN-RT-0543-1 | n/a | 58 | M | 0.5078 | 0.5078 | 1.4 | GE MEDICAL SYSTEMS | Signa HDxt | 1.5 | AX SPGR 3D POST | GR | ['SS', 'SP', 'SK'] | 12.26 | 5.124 | 400 | 25 | 192x256 | 512 | 512 | 61.0547 | HEAD
BraTS-MEN-RT-0544-1 | 2 | 44 | F | 1.0156 | 1.0156 | 1.5 | n/a | n/a | n/a | n/a | n/a | n/a | n/a | n/a | n/a | n/a | n/a | n/a | n/a | n/a | n/a
BraTS-MEN-RT-0545-1 | 2 | 54 | F | 1.0156 | 1.0156 | 1.5 | n/a | n/a | n/a | n/a | n/a | n/a | n/a | n/a | n/a | n/a | n/a | n/a | n/a | n/a | n/a
BraTS-MEN-RT-0546-1 | 1 | 52 | F | 0.9375 | 0.9375 | 1 | n/a | n/a | n/a | n/a | n/a | n/a | n/a | n/a | n/a | n/a | n/a | n/a | n/a | n/a | n/a
BraTS-MEN-RT-0547-1 | n/a | 43 | F | 1 | 1 | 1 | n/a | n/a | n/a | mr | n/a | n/a | n/a | n/a | n/a | n/a | 256x256 | 256 | 256 | n/a | n/a
BraTS-MEN-RT-0548-1 | n/a | 26 | M | 0.90278 | 0.90278 | 0.94 | SIEMENS | Prisma_fit | 3 | AX 3D T1 PG MPRAGE | ['GR', 'IR'] | ['SK', 'SP', 'MP', 'OSP'] | 2200 | 2.3 | 900 | 8 | 288x288 | 288 | 288 | 300 | n/a
BraTS-MEN-RT-0549-1 | n/a | 59 | M | 1.0156 | 1.0156 | 2 | Philips Medical Systems | Intera | 1.5 | AX T1 FFE GAD | GR | MP | n/a | n/a | n/a | n/a | 256x256 | 256 | 256 | n/a | n/a
BraTS-MEN-RT-0550-1 | n/a | 75 | F | 0.5 | 0.5 | 1 | GE MEDICAL SYSTEMS | Optima MR450w | 1.5 | n/a | ['GR', 'IR'] | ['SS', 'SP', 'SK'] | n/a | n/a | n/a | n/a | 512x512 | 512 | 512 | n/a | n/a
BraTS-MEN-RT-0551-1 | 1 | 67 | M | 0.9375 | 0.9375 | 1 | n/a | n/a | n/a | n/a | n/a | n/a | n/a | n/a | n/a | n/a | n/a | n/a | n/a | n/a | n/a
BraTS-MEN-RT-0553-1 | 1 | 54 | M | 1.0156 | 1.0156 | 1.5 | n/a | n/a | n/a | n/a | n/a | n/a | n/a | n/a | n/a | n/a | n/a | n/a | n/a | n/a | n/a
BraTS-MEN-RT-0554-1 | n/a | n/a | n/a | 1.0156 | 1.0156 | 1.5 | n/a | n/a | n/a | n/a | n/a | n/a | n/a | n/a | n/a | n/a | n/a | n/a | n/a | n/a | n/a
BraTS-MEN-RT-0555-1 | 3 | 53 | F | 1.0156 | 1.0156 | 1.5 | n/a | n/a | n/a | n/a | n/a | n/a | n/a | n/a | n/a | n/a | n/a | n/a | n/a | n/a | n/a
BraTS-MEN-RT-0557-1 | n/a | 43 | F | 1.0156 | 1.0156 | 1.4 | GE MEDICAL SYSTEMS | SIGNA EXCITE | 1.5 | WHOLE BRAIN SPGR (METS) POST | GR | ['SS', 'SP'] | 23 | 7 | 0 | 35 | 192x256 | 256 | 256 | 97.6562 | HEAD
BraTS-MEN-RT-0558-1 | n/a | 74 | F | 0.86806 | 0.86806 | 1 | Philips Medical Systems | Ingenia | 3 | AX T1 1x1x1 FFE 3d GAD | GR | MP | n/a | n/a | n/a | n/a | 288x288 | 288 | 288 | n/a | n/a
BraTS-MEN-RT-0559-1 | 1 | 54 | F | 0.74219 | 0.74219 | 0.99232 | SIEMENS | Skyra | 3 | Resampled ax 3dspgr +c | GR | SK | 2110 | 2.95 | 1100 | 8 | 512x512 | 512 | 512 | n/a | n/a
BraTS-MEN-RT-0560-1 | n/a | 67 | M | 0.9375 | 0.9375 | 0.9 | SIEMENS | TrioTim | 3 | AX T1 3D MPRAGE (POST GK) GAD | ['GR', 'IR'] | ['SP', 'MP'] | 1830 | 2.92 | 900 | 9 | 256x256 | 256 | 256 | 179 | n/a
BraTS-MEN-RT-0561-1 | n/a | 68 | M | 0.9375 | 0.9375 | 1 | Philips Medical Systems | Ingenia | 3 | AX T1 1x1x1 FFE 3d GAD | GR | MP | n/a | n/a | n/a | n/a | 288x288 | 288 | 288 | n/a | n/a
BraTS-MEN-RT-0562-1 | n/a | 43 | M | 1.0156 | 1.0156 | 1.4 | GE MEDICAL SYSTEMS | SIGNA EXCITE | 1.5 | WHOLE BRAIN SPGR (METS) POST | GR | ['SS', 'SP'] | 23 | 7 | 0 | 35 | 192x256 | 256 | 256 | 97.6562 | HEAD
BraTS-MEN-RT-0564-1 | 1 | 83 | F | 1.0156 | 1.0156 | 1.5 | n/a | n/a | n/a | n/a | n/a | n/a | n/a | n/a | n/a | n/a | n/a | n/a | n/a | n/a | n/a
BraTS-MEN-RT-0565-1 | n/a | 51 | F | 0.97222 | 0.97222 | 1 | Philips Medical Systems | Ingenia | 3 | AX T1 1x1x1 FFE 3d GAD | GR | MP | n/a | n/a | n/a | n/a | 288x288 | 288 | 288 | n/a | n/a
BraTS-MEN-RT-0566-1 | n/a | 79 | F | 0.36932 | 0.36932 | 1.1 | Philips Medical Systems | Ingenia | 3 | AX T1 FFE GAD | GR | MP | n/a | n/a | n/a | n/a | 704x704 | 704 | 704 | n/a | n/a
BraTS-MEN-RT-0567-1 | n/a | 65 | F | 0.5078 | 0.5078 | 1.4 | GE MEDICAL SYSTEMS | Signa HDxt | 1.5 | AX SPGR 3D POST | GR | ['SS', 'SP', 'SK'] | 12.26 | 5.124 | 400 | 25 | 192x256 | 512 | 512 | 61.0547 | HEAD
BraTS-MEN-RT-0568-1 | n/a | 70 | F | 1.0156 | 1.0156 | 1 | SIEMENS | TrioTim | 3 | AX T1 3D MPRAGE (GAD) | ['GR', 'IR'] | ['SP', 'MP', 'OSP'] | 1750 | 3.37 | 900 | 9 | 256x256 | 256 | 256 | 179 | n/a
BraTS-MEN-RT-0569-1 | n/a | 69 | F | 1.0156 | 1.0156 | 2 | Philips Medical Systems | Intera | 1.5 | AX T1 FFE GAD | GR | MP | n/a | n/a | n/a | n/a | 256x256 | 256 | 256 | n/a | n/a
BraTS-MEN-RT-0570-1 | 2 | 50 | F | 0.36932 | 0.36932 | 1.1 | Philips Medical Systems | Ingenia | 3 | AX T1 FFE GAD | GR | MP | n/a | n/a | n/a | n/a | 704x704 | 704 | 704 | n/a | n/a
BraTS-MEN-RT-0572-1 | 2 | 54 | M | 0.89844 | 0.89844 | 0.9 | SIEMENS | Prisma_fit | 3 | Gad Sag T1 Space FS | SE | ['SK', 'SP'] | 700 | 21 | n/a | 120 | 256x256 | 256 | 256 | 750 | n/a
BraTS-MEN-RT-0573-1 | 2 | 75 | F | 0.5078 | 0.5078 | 1.5 | n/a | n/a | n/a | n/a | n/a | n/a | n/a | n/a | n/a | n/a | n/a | n/a | n/a | n/a | n/a
BraTS-MEN-RT-0574-1 | n/a | 81 | M | 0.79688 | 0.79688 | 1 | Philips Medical Systems | Ingenia | 3 | AX T1 1x1x1 FFE 3d GAD | GR | MP | n/a | n/a | n/a | n/a | 320x320 | 320 | 320 | n/a | n/a
BraTS-MEN-RT-0575-1 | n/a | 74 | F | 0.37202 | 0.37202 | 1.1 | Philips Medical Systems | Ingenia | 3 | AX T1 FFE GAD | GR | MP | n/a | n/a | n/a | n/a | 672x672 | 672 | 672 | n/a | n/a
BraTS-MEN-RT-0577-1 | 1 | 42 | F | 0.9375 | 0.9375 | 1 | n/a | n/a | n/a | n/a | n/a | n/a | n/a | n/a | n/a | n/a | n/a | n/a | n/a | n/a | n/a
BraTS-MEN-RT-0578-1 | n/a | 55 | F | 1.0156 | 1.0156 | 1 | SIEMENS | TrioTim | 3 | AX T1 3D MPRAGE POST GAMMA TREAT (do not adjust FOV or matrix) | ['GR', 'IR'] | ['SP', 'MP', 'OSP'] | 1750 | 3.37 | 900 | 9 | 256x256 | 256 | 256 | 179 | n/a
BraTS-MEN-RT-0579-1 | 1 | 64 | F | 0.97222 | 0.97222 | 1 | Philips Medical Systems | Ingenia | 3 | AX T1 1x1x1 FFE 3d GAD | GR | MP | n/a | n/a | n/a | n/a | 288x288 | 288 | 288 | n/a | n/a
BraTS-MEN-RT-0580-1 | 2 | 68 | F | 0.74219 | 0.74219 | 1 | GE MEDICAL SYSTEMS | Optima MR450w | 1.5 | Resampled ax spgr | GR | SS | 7.688 | 2.26 | 400 | 14 | 512x512 | 512 | 512 | n/a | n/a
BraTS-MEN-RT-0581-1 | n/a | 35 | F | 0.36932 | 0.36932 | 1.1 | Philips Medical Systems | Ingenia | 3 | AX T1 FFE GAD | GR | MP | n/a | n/a | n/a | n/a | 704x704 | 704 | 704 | n/a | n/a
BraTS-MEN-RT-0582-1 | 2 | 74 | F | 1.0156 | 1.0156 | 1.5 | n/a | n/a | n/a | n/a | n/a | n/a | n/a | n/a | n/a | n/a | n/a | n/a | n/a | n/a | n/a
BraTS-MEN-RT-0583-1 | 1 | 53 | M | 1.0156 | 1.0156 | 1.5 | n/a | n/a | n/a | n/a | n/a | n/a | n/a | n/a | n/a | n/a | n/a | n/a | n/a | n/a | n/a
BraTS-MEN-RT-0584-1 | 1 | 71 | F | 0.9375 | 0.9375 | 1 | n/a | n/a | n/a | n/a | n/a | n/a | n/a | n/a | n/a | n/a | n/a | n/a | n/a | n/a | n/a
BraTS-MEN-RT-0585-1 | n/a | 57 | M | 0.36932 | 0.36932 | 1.1 | Philips Medical Systems | Ingenia | 3 | AX T1 FFE GAD | GR | MP | n/a | n/a | n/a | n/a | 704x704 | 704 | 704 | n/a | n/a
BraTS-MEN-RT-0586-1 | n/a | 52 | M | 0.74219 | 0.74219 | 1 | SIEMENS | MAGNETOM TrioTim | 3 | ax 3dspgr + c | Gradient Echo (GGRE) | Spoiled Gradient-Echo (SP-GR) | 2110 | 2.67 | 1100 | 8 | 512x512 | 512 | 512 | n/a | HEA; HEP (Head and Head-Phase coil elements active)
BraTS-MEN-RT-0587-1 | 1 | 35 | M | 0.5 | 0.5 | 1 | GE MEDICAL SYSTEMS | Signa HDxt | 1.5 | n/a | GR | ['SS', 'SP', 'SK'] | 7.952 | 3.656 | 23 | 15 | 512x512 | 512 | 512 | 177.578 | HNS Head
BraTS-MEN-RT-0588-1 | 1 | 73 | F | 0.5078 | 0.5078 | 1.4 | GE MEDICAL SYSTEMS | Signa HDxt | 1.5 | AX SPGR 3D POST | GR | ['SS', 'SP', 'SK'] | 12.26 | 5.124 | 400 | 25 | 192x256 | 512 | 512 | 61.0547 | HEAD
BraTS-MEN-RT-0589-1 | n/a | 57 | F | 1.0156 | 1.0156 | 1 | SIEMENS | TrioTim | 3 | AX T1 3D MPRAGE PG (do not adjust FOV or matrix) | ['GR', 'IR'] | ['SP', 'MP', 'OSP'] | 1750 | 3.37 | 900 | 9 | 256x256 | 256 | 256 | 179 | n/a
BraTS-MEN-RT-0591-1 | 3 | 78 | F | 0.48828 | 0.48828 | 1 | GE MEDICAL SYSTEMS | SIGNA Premier | 3 | n/a | ['RM', 'IR'] | NONE | 2794.79 | 2.912 | 1000 | 8 | 512x512 | 512 | 512 | 122.07 | 48HAP
BraTS-MEN-RT-0592-1 | n/a | n/a | n/a | 1.0156 | 1.0156 | 1.5 | n/a | n/a | n/a | n/a | n/a | n/a | n/a | n/a | n/a | n/a | n/a | n/a | n/a | n/a | n/a
BraTS-MEN-RT-0593-1 | 1 | 31 | F | 1.0156 | 1.0156 | 1.5 | n/a | n/a | n/a | n/a | n/a | n/a | n/a | n/a | n/a | n/a | n/a | n/a | n/a | n/a | n/a
BraTS-MEN-RT-0594-1 | n/a | 83 | F | 0.4688 | 0.4688 | 1 | GE MEDICAL SYSTEMS | Signa HDxt | n/a | n/a | GR | ['SS', 'SP', 'SK'] | n/a | n/a | n/a | n/a | 512x512 | 512 | 512 | n/a | n/a
BraTS-MEN-RT-0595-1 | n/a | 67 | M | 0.36111 | 0.36111 | 1.1 | Philips Medical Systems | Ingenia | 3 | AX T1 FFE GAD | GR | MP | n/a | n/a | n/a | n/a | 720x720 | 720 | 720 | n/a | n/a
BraTS-MEN-RT-0596-1 | n/a | 65 | M | 1 | 1 | 1 | n/a | n/a | n/a | mr | n/a | n/a | n/a | n/a | n/a | n/a | 256x256 | 256 | 256 | n/a | n/a
BraTS-MEN-RT-0598-1 | 2 | 48 | F | 1.0156 | 1.0156 | 1.5 | n/a | n/a | n/a | n/a | n/a | n/a | n/a | n/a | n/a | n/a | n/a | n/a | n/a | n/a | n/a
BraTS-MEN-RT-0599-1 | 1 | 47 | F | 0.74219 | 0.74219 | 1 | SIEMENS | Skyra | 3 | Resampled ax spgr +c | GR | SK | 2110 | 3.95 | 1100 | 10 | 512x512 | 512 | 512 | n/a | n/a
BraTS-MEN-RT-0600-1 | n/a | 79 | M | 1.0156 | 1.0156 | 2 | Philips Medical Systems | Intera | 1.5 | AX T1 FFE GAD | GR | MP | n/a | n/a | n/a | n/a | 256x256 | 256 | 256 | n/a | n/a
BraTS-MEN-RT-0601-1 | n/a | 71 | F | 1 | 1 | 1 | n/a | n/a | n/a | MR | n/a | n/a | n/a | n/a | n/a | n/a | 256x256 | 256 | 256 | n/a | n/a
BraTS-MEN-RT-0603-1 | n/a | 55 | F | 0.36932 | 0.36932 | 1.1 | Philips Medical Systems | Ingenia | 3 | AX T1 FFE GAD | GR | MP | n/a | n/a | n/a | n/a | 704x704 | 704 | 704 | n/a | n/a
BraTS-MEN-RT-0605-1 | n/a | 48 | F | 0.5078 | 0.5078 | 1.4 | GE MEDICAL SYSTEMS | Signa HDxt | 1.5 | AX SPGR 3D POST | GR | ['SS', 'SP', 'SK'] | 12.26 | 5.124 | 400 | 25 | 192x256 | 512 | 512 | 61.0547 | HEAD
BraTS-MEN-RT-0606-1 | 1 | 70 | F | 0.33854 | 0.33854 | 1.1 | Philips Medical Systems | Ingenia | 3 | AX T1 FFE GAD | GR | MP | n/a | n/a | n/a | n/a | 768x768 | 768 | 768 | n/a | n/a
BraTS-MEN-RT-0607-1 | n/a | 69 | F | 0.37202 | 0.37202 | 1.1 | Philips Medical Systems | Ingenia | 3 | AX T1 FFE GAD | GR | MP | n/a | n/a | n/a | n/a | 672x672 | 672 | 672 | n/a | n/a
BraTS-MEN-RT-0608-1 | n/a | 51 | M | 0.97222 | 0.97222 | 1 | Philips Medical Systems | Ingenia | 3 | AX T1 1x1x1 FFE 3d GAD | GR | MP | n/a | n/a | n/a | n/a | 288x288 | 288 | 288 | n/a | n/a
BraTS-MEN-RT-0609-1 | n/a | 79 | M | 0.37202 | 0.37202 | 1.1 | Philips Medical Systems | Ingenia | 3 | AX T1 FFE GAD | GR | MP | n/a | n/a | n/a | n/a | 672x672 | 672 | 672 | n/a | n/a
BraTS-MEN-RT-0610-1 | 1 | 58 | M | 1.0156 | 1.0156 | 1.5 | n/a | n/a | n/a | n/a | n/a | n/a | n/a | n/a | n/a | n/a | n/a | n/a | n/a | n/a | n/a
BraTS-MEN-RT-0611-1 | 1 | 55 | F | 0.9375 | 0.9375 | 1 | n/a | n/a | n/a | n/a | n/a | n/a | n/a | n/a | n/a | n/a | n/a | n/a | n/a | n/a | n/a
BraTS-MEN-RT-0612-1 | n/a | 37 | F | 1.0156 | 1.0156 | 1 | GE MEDICAL SYSTEMS | SIGNA EXCITE | 1.5 | 3D SPGR POST GAD | GR | ['SS', 'SP'] | 23 | 7 | 0 | 35 | 192x256 | 256 | 256 | 97.6562 | HEAD
BraTS-MEN-RT-0614-1 | n/a | 80 | F | 0.36932 | 0.36932 | 1.1 | Philips Medical Systems | Ingenia | 3 | AX T1 FFE GAD | GR | MP | n/a | n/a | n/a | n/a | 704x704 | 704 | 704 | n/a | n/a
BraTS-MEN-RT-0615-1 | 1 | 45 | F | 1.0156 | 1.0156 | 1.5 | n/a | n/a | n/a | n/a | n/a | n/a | n/a | n/a | n/a | n/a | n/a | n/a | n/a | n/a | n/a
BraTS-MEN-RT-0616-1 | n/a | 51 | F | 1.0156 | 1.0156 | 1.4 | GE MEDICAL SYSTEMS | SIGNA EXCITE | 1.5 | WHOLE BRAIN SPGR (METS) POST | GR | ['SS', 'SP'] | 23 | 7 | 0 | 35 | 192x256 | 256 | 256 | 97.6562 | HEAD
BraTS-MEN-RT-0617-1 | 2 | 84 | M | 0.9375 | 0.9375 | 1 | n/a | n/a | n/a | n/a | n/a | n/a | n/a | n/a | n/a | n/a | n/a | n/a | n/a | n/a | n/a
BraTS-MEN-RT-0618-1 | n/a | n/a | n/a | 1.0156 | 1.0156 | 1.5 | n/a | n/a | n/a | n/a | n/a | n/a | n/a | n/a | n/a | n/a | n/a | n/a | n/a | n/a | n/a
BraTS-MEN-RT-0619-1 | 1 | 62 | F | 1.0156 | 1.0156 | 1.5 | n/a | n/a | n/a | n/a | n/a | n/a | n/a | n/a | n/a | n/a | n/a | n/a | n/a | n/a | n/a
BraTS-MEN-RT-0620-1 | n/a | 40 | F | 1.0156 | 1.0156 | 2 | Philips Medical Systems | Intera | 1.5 | AX T1 FFE GAD | GR | MP | n/a | n/a | n/a | n/a | 256x256 | 256 | 256 | n/a | n/a
BraTS-MEN-RT-0621-1 | n/a | 62 | F | 0.97222 | 0.97222 | 1 | Philips Medical Systems | Ingenia | 3 | AX T1 1x1x1 FFE 3d GAD | GR | MP | n/a | n/a | n/a | n/a | 288x288 | 288 | 288 | n/a | n/a
BraTS-MEN-RT-0623-1 | 1 | 44 | M | 1.0156 | 1.0156 | 2 | Philips Medical Systems | Intera | 1.5 | AX T1 FFE GAD | GR | MP | n/a | n/a | n/a | n/a | 256x256 | 256 | 256 | n/a | n/a
BraTS-MEN-RT-0625-1 | n/a | n/a | n/a | 0.5195 | 0.5195 | 1.5 | n/a | n/a | n/a | n/a | n/a | n/a | n/a | n/a | n/a | n/a | n/a | n/a | n/a | n/a | n/a
BraTS-MEN-RT-0626-1 | n/a | 42 | F | 0.498 | 0.498 | 1 | GE MEDICAL SYSTEMS | Optima MR450w | 1.5 | Ax FSPGR 3D | GR | ['SS', 'SP', 'SK'] | 4.516 | 1.464 | 450 | 20 | 256x256 | 512 | 512 | 244.141 | Head 24
BraTS-MEN-RT-0627-1 | n/a | 72 | F | 0.44922 | 0.44922 | 0.9 | SIEMENS | Skyra | 3 | T1 Ax Vibe Post | SE | ['SK', 'SP', 'OSP'] | 700 | 11 | n/a | 120 | 256x256 | 512 | 512 | 630 | n/a
BraTS-MEN-RT-0628-1 | n/a | 53 | F | 1 | 1 | 1 | SIEMENS | Skyra | 3 | t1_MPR_tra | ['GR', 'IR'] | ['SK', 'SP', 'MP', 'OSP'] | 2000 | 2.98 | 900 | 9 | 174x256 | 230 | 230 | 240 | n/a
BraTS-MEN-RT-0631-1 | n/a | 48 | F | 0.5 | 0.5 | 1 | GE MEDICAL SYSTEMS | Optima MR450w | 1.5 | Ax FSPGR 3D | GR | ['SS', 'SP', 'SK'] | 4.524 | 1.468 | 450 | 20 | 256x256 | 512 | 512 | 244.141 | Head 24
BraTS-MEN-RT-0632-1 | 1 | 78 | F | 0.50781 | 0.50781 | 1 | SIEMENS | Skyra | 3 | t1_vibe_tra | GR | SP | 10.7 | 5.29 | n/a | 12 | 512x512 | 512 | 512 | 130 | n/a
BraTS-MEN-RT-0634-1 | n/a | 56 | M | 1 | 1 | 1 | SIEMENS | Skyra | 3 | AXIAL T1 POST | ['GR', 'IR'] | ['SK', 'SP', 'MP'] | 1490 | 2.97 | 900 | 9 | 248x256 | 230 | 230 | 240 | n/a
BraTS-MEN-RT-0641-1 | n/a | 72 | F | 0.50781 | 0.50781 | 1 | SIEMENS | Aera | 1.5 | POST T1 VIBE TRA | GR | SP | 10.7 | 5.17 | n/a | 30 | 512x512 | 512 | 512 | 130 | n/a
BraTS-MEN-RT-0649-1 | n/a | 55 | M | 0.50781 | 0.50781 | 1 | SIEMENS | Skyra | 3 | t1_vibe_tra | GR | SP | 10.7 | 5.29 | n/a | 12 | 512x512 | 512 | 512 | 130 | n/a
BraTS-MEN-RT-0650-1 | n/a | 74 | F | 0.5 | 0.5 | 1 | GE MEDICAL SYSTEMS | Signa HDxt | 3 | FSPGR 3D POST | GR | ['SS', 'SP', 'SK'] | 4.06 | 1.256 | 450 | 20 | 256x256 | 512 | 512 | 244.141 | 8HRBRAIN
BraTS-MEN-RT-0651-1 | 1 | 38 | F | 1 | 1 | 1 | SIEMENS | Skyra | 3 | t1_MPR_tra | ['GR', 'IR'] | ['SK', 'SP', 'MP'] | 1900 | 2.97 | 900 | 9 | 248x256 | 230 | 230 | 240 | n/a
BraTS-MEN-RT-0659-1 | n/a | 64 | F | 0.50781 | 0.50781 | 1 | SIEMENS | Aera | 1.5 | POST T1 VIBE TRA | GR | SP | 10.7 | 5.17 | n/a | 30 | 512x512 | 512 | 512 | 130 | n/a
BraTS-MEN-RT-0666-1 | n/a | 68 | F | 0.44922 | 0.44922 | 1 | Siemens | MAGNETOM Vida | 3 | t1_MPR_AX | GR | SK | 2300 | 2.97 | n/a | 8 | 512x512 | 512 | 512 | 238 | HeadNeck_20_TCS
BraTS-MEN-RT-0671-1 | n/a | 73 | F | 0.44922 | 0.44922 | 1 | SIEMENS | n/a | 3 | t1_MPR_AX | RM | ['MTC', 'SS', 'OSP'] | 2300 | 2.95 | n/a | 8 | 512x512 | 512 | 512 | n/a | n/a
BraTS-MEN-RT-0674-1 | n/a | 79 | F | 0.5 | 0.5 | 1 | GE MEDICAL SYSTEMS | Signa HDxt | 3 | FSPGR 3D POST | GR | ['SS', 'SP', 'SK'] | 3.964 | 1.236 | 450 | 20 | 256x256 | 512 | 512 | 244.141 | 8HRBRAIN
BraTS-MEN-RT-0676-1 | 1 | 70 | F | 1.0156 | 1.0156 | 1 | SIEMENS | Symphony | 1.5 | t1_vibe _TRA_POST | GR | SP | 11.9 | 5.91 | n/a | 30 | 256x256 | 256 | 256 | 130 | n/a
BraTS-MEN-RT-0677-1 | n/a | 66 | M | 1 | 1 | 1 | SIEMENS | Skyra | 3 | t1_MPR_tra | ['GR', 'IR'] | ['SK', 'SP', 'MP'] | 2300 | 2.97 | 900 | 9 | 248x256 | 230 | 230 | 240 | n/a
BraTS-MEN-RT-0681-1 | n/a | 64 | M | 1.0156 | 1.0156 | 1 | SIEMENS | Symphony | 1.494 | t1_vibe _TRA_POST | GR | SP | 11.9 | 5.91 | n/a | 30 | 256x256 | 256 | 256 | 130 | n/a
BraTS-MEN-RT-0686-1 | n/a | 57 | F | 1 | 1 | 1 | SIEMENS | Skyra | 3 | t1_MPR_tra | ['GR', 'IR'] | ['SK', 'SP', 'MP'] | 2300 | 2.98 | 900 | 9 | 248x256 | 230 | 230 | 240 | n/a
BraTS-MEN-RT-0688-1 | 1 | 50 | M | 1.0156 | 1.0156 | 1 | SIEMENS | Symphony | 1.494 | t1_vibe _TRA_POST | GR | SP | 24 | 6.08 | n/a | 30 | 256x256 | 256 | 256 | 130 | n/a
BraTS-MEN-RT-0692-1 | n/a | 65 | F | 1 | 1 | 1 | SIEMENS | Skyra | 3 | t1_MPR_tra | ['GR', 'IR'] | ['SK', 'SP', 'MP', 'OSP'] | 2300 | 2.98 | 935 | 9 | 174x256 | 230 | 230 | 240 | n/a
BraTS-MEN-RT-0695-1 | n/a | 62 | M | 0.50781 | 0.50781 | 1 | SIEMENS | Avanto | 1.5 | POST T1 VIBE TRA | GR | SP | 10.5 | 5.07 | n/a | 30 | 512x512 | 512 | 512 | 130 | n/a
BraTS-MEN-RT-0697-1 | 1 | 75 | M | 0.44922 | 0.44922 | 1 | n/a | n/a | 3 | t1_MPR_AX | GR | SK | 2300 | 2.97 | n/a | 8 | 512x512 | 512 | 512 | 238 | HeadNeck_20_TCS
BraTS-MEN-RT-0698-1 | n/a | 49 | F | 0.44922 | 0.44922 | 1 | Siemens | MAGNETOM Vida | 3 | t1_MPR_AX | GR | SK | 2000 | 2.97 | n/a | 8 | 512x512 | 512 | 512 | 238 | HeadNeck_20_TCS
BraTS-MEN-RT-0699-1 | n/a | 82 | F | 0.50781 | 0.50781 | 1 | SIEMENS | Avanto | 1.5 | POST T1 VIBE TRA | GR | SP | 10.5 | 5.07 | n/a | 30 | 512x512 | 512 | 512 | 130 | n/a
BraTS-MEN-RT-0701-1 | n/a | 71 | M | 0.44922 | 0.44922 | 1 | SIEMENS | n/a | 3 | t1_MPR_AX | RM | ['MTC', 'SS', 'OSP'] | 1520 | 2.95 | n/a | 8 | 512x512 | 512 | 512 | n/a | n/a

## Data Dictionary
Variable Name | Description | Data Type | Units / Format | Allowed Values / Coding | Common Data Element / Standard | Comments
BraTS ID | De-identified unique subject/scan identifier linking to imaging data in the BraTS-MEN-RT-2024 meningioma radiotherapy dataset. Format 'BraTS-MEN-RT-XXXX-Y'. | string (categorical, unique) | Free text identifier | One unique ID per row; no intrinsic ordering. | Study-specific identifier; not mapped to an external CDE. | Contains no directly identifying information.
Tumor Grade | Histopathologic meningioma grade at or closest to the time of radiotherapy. | integer (ordinal) | WHO grade I–III | 1 = WHO grade I (benign); 2 = WHO grade II (atypical); 3 = WHO grade III (anaplastic/malignant); n/a = not available. | WHO CNS tumour classification (2016/2021) grading scheme. | Many entries are n/a where pathology grade was not available in source data.
Age at MRI (years) | Patient age in years at time of contrast-enhanced T1-weighted MRI acquisition used for radiotherapy planning / modeling. | numeric (continuous) | Years (typically integer) | Range in this dataset is 13–90 years; n/a= not available. | Generic demographic element.
Sex | Recorded biological sex of the patient. | string (categorical) | Single-character code | F = female, M = male. | Generic demographic element.
T1c x-resolution (mm) | In-plane voxel size in the frequency-encoding (x) direction for the post-contrast T1-weighted (T1c) sequence. | numeric (continuous) | Millimetres (mm) | Positive real number; typical range ~0.4–1.1 mm. | Derived from DICOM PixelSpacing (0028,0030).
T1c y-resolution (mm) | In-plane voxel size in the phase-encoding (y) direction for the post-contrast T1-weighted (T1c) sequence. | numeric (continuous) | Millimetres (mm) | Positive real number; typical range ~0.4–1.1 mm. | Derived from DICOM PixelSpacing (0028,0030).
T1c Slice Thickness (mm) | Slice thickness of the T1-weighted post-contrast volume. | numeric (continuous) | Millimetres (mm) | Positive real number; typical range ~1–5 mm. | Derived from DICOM SliceThickness (0018,0050).
Scanner Manufacturer | Name of the MRI scanner manufacturer. | string (categorical) | Free text (vendor name) | Examples include 'Philips Medical Systems', 'Siemens', 'GE MEDICAL SYSTEMS', 'CANON_MEC'. | DICOM Manufacturer (0008,0070). | Values are vendor-specific free text as stored in DICOM.
Scanner Model | Vendor-specific MRI scanner model name. | string (categorical) | Free text | Examples include 'Ingenia', 'Signa HDxt', 'MAGNETOM TrioTim', 'Aera', 'Galan 3T'. | DICOM ManufacturerModelName (0008,1090).
Magnetic Field Strength (T) | Static magnetic field strength of the MRI scanner. | numeric (continuous) | Tesla (T) | Values typically 1.5 or 3.0; some vendors report 1.494 T etc.; n/a = not available. | DICOM MagneticFieldStrength (0018,0087).
Series Description | Free-text description of the image series as stored in the DICOM header for the T1-weighted post-contrast sequence. | string (categorical, free text) | Free text | Examples include 'AX T1 3D MPRAGE (GAD)', 'AX SPGR 3D POST', etc. | DICOM SeriesDescription (0008,103E). | Often reflects local protocol naming conventions; not standardized.
Scanning Sequence | Sequence type / class as reported in the DICOM header (e.g. spin echo, gradient echo, inversion-recovery). | string (categorical) | Free text or list-like encoding | Examples include 'GR', 'SE', 'RM', and list-like encodings such as "['RM', 'IR']". | DICOM ScanningSequence (0018,0020). | Some entries appear as list strings representing combinations of flags.
Sequence Variant | Sequence variant flags (e.g., spoiled gradient echo, magnetization-prepared) as reported in the DICOM header. | string (categorical) | Free text or list-like encoding | Examples include 'SS', 'SP', 'MP', 'SK', 'Spoiled Gradient-Echo (SP-GR)', and list-like encodings such as "['SS', 'SP', 'SK', 'OSP']". | DICOM SequenceVariant (0018,0021). | Some entries appear as list strings representing combinations of flags.
Repitition Time (TR, ms) | Repetition time (TR) of the T1-weighted sequence in milliseconds. Column header contains a typographical error; should read 'Repetition Time'. | numeric (continuous) | Milliseconds (ms) | Positive real number; typical range ~5–2500 ms, depending on sequence. | DICOM RepetitionTime (0018,0080).
Echo Time (TE, ms) | Echo time (TE) of the T1-weighted sequence in milliseconds. | numeric (continuous) | Milliseconds (ms) | Positive real number; typical range ~1–20 ms for T1-weighted gradient-echo sequences. | DICOM EchoTime (0018,0081).
Inversion Time (TI, ms) | Inversion time (TI) for inversion-prepared sequences, in milliseconds. | numeric (continuous) | Milliseconds (ms) | Non-negative real number; present for inversion-recovery sequences and n/a otherwise. | DICOM InversionTime (0018,0082). | Zero values may indicate non-inversion-prepared sequences or vendor-specific encoding.
Flip Angle (degrees) | Nominal excitation flip angle for the T1-weighted sequence. | numeric (continuous) | Degrees (°) | Positive real number; typical range ~5–30° for T1-weighted 3D gradient-echo sequences. | DICOM FlipAngle (0018,1314).
Acquisition Matrix (rows columns) | In-plane acquisition matrix, encoded as 'rowsxcolumns'. | string (semi-structured) | Rows x columns | Examples include '320x320', '256x256', '512x512', etc. | Derived from DICOM AcquisitionMatrix (0018,1310). | Note that these are acquisition matrix dimensions and may differ from reconstructed matrix size.
Reconstruction Matrix (rows) | Number of rows in the reconstructed in-plane image matrix. | numeric (integer) | Number of pixels | Typical values include 224, 256, 288, 320, 512, etc.; n/a = not available. | Derived from DICOM Rows (0028,0010) / reconstruction parameters.
Reconstruction Matrix (columns) | Number of columns in the reconstructed in-plane image matrix. | numeric (integer) | Number of pixels | Typical values include 224, 256, 288, 320, 512, etc.; n/a = not available. | Derived from DICOM Columns (0028,0011) / reconstruction parameters.
Pixel Bandwidth (Hz) | Pixel bandwidth in Hertz per pixel. | numeric (continuous) | Hertz (Hz) | Positive real number when present; n/a = not available. | DICOM PixelBandwidth (0018,0095).
Receive Coil Name | Name of the RF receive coil configuration used for image acquisition. | string (categorical) | Free text | Examples include 'HEAD', '48HAP', 'HNS Head', '8HRBRAIN', 'SENSE-Head-8'. | DICOM ReceiveCoilName / CoilString (0018,1250 / vendor-specific). | Free-text vendor-specific descriptions of the active receive coil elements.